## Misk Format
Mawallah Site BOQ
SL.NO | DESCRIPTION | UNIT | QUANTITY | UNIT RATE | AMOUNT | VAT 5% | TOTAL AMOUNT | LPO/ CONTRACT | ACTUAL | BALANCE TO PAY | REMARKS
CIVIL WORKS
A | Structural Works
1 | Survey & Tasleem Align Marking | Ls | 1 | 20 | 20 |  | 20
2 | Sub Contractor for the structure works | Ls | 1 | 40102 | 40102 |  | 40102
3 | Sub Contractor for the MEP works | Sqm | 2721.6 | 3.8 | 10342.08 |  | 10342.08
4 | Measuring Tape 5m | Nos | 2 | 0.8 | 1.6 | 0.08 | 1.68
5 | Excavation Contract | Ls | 1 | 1400 | 1400 |  | 1400
6 | Backfilling equipment contract | Days | 5 | 60 | 300 |  | 300
7 | ATT | Sqm | 450 | 0.265 | 119.25 | 5.9625 | 125.2125
8 | Polythene sheet PCC Bottom + Grade slab Bottom + Concrete protection | Roll | 35 | 5 | 175 | 8.75 | 183.75
9 | PCC C15 | m3 | 48 | 17 | 816 | 40.8 | 856.8
10 | SRC - C40 | m3 | 544 | 22 | 11968 | 598.4 | 12566.4
11 | OPC -C40 | m3 | 1082 | 22 | 23804 | 1190.2 | 24994.2
12 | SRC-C30 for the grade slab | m3 | 42 | 18 | 756 | 37.8 | 793.8
13 | A-193- Mesh | Nos | 30 | 6.6 | 198 | 9.9 | 207.9
14 | Reinforcement | Ton | 226.5 | 287 | 65005.5 | 3250.275 | 68255.775
15 | Binding Wire | KG | 1200 | 0.6 | 720 | 36 | 756
16 | Site Set up | Ls | 1 | 1500 | 1500 |  | 1500
17 | Cement for the substructure works | Bag | 50 | 1.53 | 76.5 | 3.825 | 80.325
18 | Wash Sand | Trip | 1 | 70 | 70 | 3.5 | 73.5
19 | Bitumen Paint | Drum | 4 | 45 | 180 | 9 | 189
B | Shuttering Materials | [5 empty] | 0
1 | Plywood 18mm | Nos | 350 | 6 | 2100 | 105 | 2205
2 | White Wood 1"4" | Nos | 180 | 1.45 | 261 | 13.05 | 274.05
3 | White Wood 2"*3" | Nos | 1350 | 1.7 | 2295 | 114.75 | 2409.75
5 | Doka System for the scaffolding | Month | 8 | 750 | 6000 | 300 | 6300
6 | Nail | Ls | 1 | 800 | 800 | 40 | 840
7 | Shuttering Tape | Qtn | 25 | 3 | 75 | 3.75 | 78.75
8 | C-Clamp | Nos | 300 | 0.7 | 210 | 10.5 | 220.5
9 | Tie Rod | Ls | 800 | 1 | 800 | 40 | 840
10 | 25mm Conduit Pipe | Nos | 350 | 0.4 | 140 | 7 | 147
C | Block Works
1 | 100 mm thick Bottom Closed Blockes | Nos | 10000 | 0.15 | 1500 | 75 | 1575
2 | 200mm thick bottom Closed Blocks | Nos | 63000 | 0.16 | 10080 | 504 | 10584
3 | Tower Hoist Diesl engine lift | Nos | 1 | 2750 | 2750 | 137.5 | 2887.5
4 | Hoist Installation | ls | 1 | 200 | 200 |  | 200
5 | Cement for Block work | Bag | 1500 | 1.37 | 2055 | 102.75 | 2157.75
6 | Aggregate | Trip | 3 | 50 | 150 | 7.5 | 157.5
7 | Water Hose | Roll | 2 | 5.6 | 11.2 | 0.56 | 11.76
8 | Diesel for lift | Ls | 1 | 300 | 300 | 15 | 315
9 | Wash Sand | Trip | 20 | 70 | 1400 | 70 | 1470
10 | Block for 2 floor shifting | Trip | 20 | 25 | 500 | 25 | 525
D | Plaster
1 | Plaster Internal Labour Contract | Sqm | 9710 | 0.9 | 8739 |  | 8739
2 | Plaster External Labour Contract | Sqm | 1300 | 1.6 | 2080 |  | 2080
3 | Plaster sand for Internal & External | Trip | 20 | 110 | 2200 |  | 2200
4 | Cement for the Plaster | Bag | 1500 | 1.37 | 2055 |  | 2055
5 | Plaster Mesh | Ls | 70 | 1 | 70 |  | 70
6 | Corner Beeding Internal | Nos | 500 | 0.8 | 400 | 20 | 420
7 | Corner Beeding for External | Nos | 500 | 1.2 | 600 | 30 | 630
8 | Water Hose | Roll | 1 | 5.6 | 5.6 | 0.28 | 5.88
9 | External Scaffolding | Ls | 1 | 4000 | 4000 |  | 4000
E | Tiles
Materials Charge
1 | 60*60 CM Porcelain Floor Tiles | Sqm | 1650 | 2 | 3300 | 165 | 3465
2 | 60*120 CM Porcelain Floor Tiles | Sqm | 180 | 2.8 | 504 | 25.2 | 529.2
3 | 30*60 CM Ceramic Wall Tiles Toilet | Sqm | 1500 | 1.8 | 2700 | 135 | 2835
4 | Ceramic Wall Tiles Kitchen | Sqm | 70 | 1.8 | 126 | 6.3 | 132.3
5 | 30*30 CM Ceramic Floor Tile | Sqm | 450 | 1.8 | 810 | 40.5 | 850.5
6 | 60*10 CM Skirting | RM | 1700 | 0.3 | 510 | 25.5 | 535.5
7 | 120*10 CM Skirting (Included above) | RM | 200 | 0.3 | 60 | 3 | 63
8 | Tile Adhessive | Bag | 1680 | 1.2 | 2016 | 100.8 | 2116.8
9 | Wash Sand | Trip | 18 | 60 | 1080 |  | 1080
10 | Cement | Bag | 1200 | 1.37 | 1644 |  | 1644
11 | Tile Grout | Bag | 25 | 1.2 | 30 |  | 30
12 | Marble steps | RM | 180 | 5 | 900 |  | 900
13 | White Cement | Bag | 100 | 2.4 | 240 |  | 240
14 | Tile Spacer | PKT | 300 | 0.3 | 90 |  | 90
15 | Tile Protection Board | Sqm | 1500 | 0.5 | 750 |  | 750
Labour Charge
16 | 60*60 CM Porcelain Floor Tiles | Sqm | 1650 | 1.5 | 2475 |  | 2475
17 | 60*120 CM Porcelain Floor Tiles | Sqm | 180 | 1.6 | 288 |  | 288
18 | 30*60 CM Ceramic Wall Tiles | Sqm | 1500 | 2 | 3000 |  | 3000
19 | 30*30 CM Ceramic Floor Tile | Sqm | 450 | 2 | 900 |  | 900
20 | 60*10 CM Skirting | RM | 1900 | 0.6 | 1140 |  | 1140
22 | Marble steps/Granite steps | RM | 180 | 5 | 900 |  | 900
23 | Labour charge for the marble | RM | 180 | 2 | 360 |  | 360
F | Paint
1 | Painting works internal & External Labour Charge | Sqm | 2721 | 1.8 | 4897.8 |  | 4897.8
2 | Materials Charge for the Paint | Sqm | 2721 | 1.35 | 3673.35 |  | 3673.35
3 | Gypsum | Bag | 70 | 1.25 | 87.5 |  | 87.5
4 | White Cement | Bag | 50 | 2.47 | 123.5 |  | 123.5
5 | Masking tape | Ctn | 50 | 2.5 | 125 |  | 125
6 | Sand Paper | Pkt | 8 | 2.2 | 17.6 |  | 17.6
7 | Epoxy Paint in steps | ls | 1 | 600 | 600 |  | 600
G | Carpentry Works
1 | D5 - 1000 X 2200 | Nos | 37 | 80 | 2960 |  | 2960
2 | D6 - 800 X 2200 | Nos | 22 | 73 | 1606 |  | 1606
3 | D7 - 1000 X 2200 | Nos | 1 | 80 | 80 |  | 80
4 | D8 - 1100 X 2200 - Fire Door - 60 Minute | Nos | 35 | 108 | 3780 |  | 3780
5 | D9 - 900 X 2200 | Nos | 50 | 78 | 3900 |  | 3900
6 | D4 - 1200 X 2200 | Nos | 4 | 90 | 360 |  | 360
7 | D3 - 1000* 2200 - Fire Door - 90 Minute | Nos | 11 | 148 | 1628 |  | 1628
H | Roofing Works
1 | Light weight Concrete | m3 | 32 | 22 | 704 | 35.2 | 739.2
2 | Waterproofing memberane 4mm Thick | m2 | 500 | 1.65 | 825 | 41.25 | 866.25
3 | Polythene sheet laying | Roll | 6 | 5.6 | 33.6 | 1.68 | 35.28
4 | Tiles 30*30*3cm | sqm | 430 | 2 | 860 | 43 | 903
5 | Tiles 30*10*3cm - Skirting | RM | 200 | 1 | 200 | 10 | 210
6 | Sand | Trip | 3 | 60 | 180 |  | 180
7 | Ordinary Cement | Bag | 120 | 1.37 | 164.4 |  | 164.4
8 | White Cement for the pointing | Bag | 30 | 2.6 | 78 |  | 78
9 | Tiles laying Charge | sqm | 430 | 2 | 860 |  | 860
10 | Tiles Shirting Laying Charge | RM | 200 | 0.5 | 100 |  | 100
I | Finishing Works
1 | Lift Supply and Installation | Nos | 2 | 9000 | 18000 | 900 | 18900
2 | Kitchen Cabinet Including the appliances for 1 BHK | Nos | 35 | 537 | 18795 |  | 18795
3 | Kitchen Hood & Electric induction stove | Nos | 35 | 50 | 1750 | 87.5 | 1837.5
5 | Swimming Pool | Items | 1 | 8000 | 8000 | 400 | 8400
6 | Swimming Pool Deck | Items | 1 | 2000 | 2000 | 100 | 2100
7 | GYM | Items | 1 | 1000 | 1000 | 50 | 1050
8 | Aluminum Full Package | Items | 1 | 24500 | 24500 | 1225 | 25725
9 | Staircase HandRails | RM | 73 | 15 | 1095 | 54.75 | 1149.75
10 | False Ceiling Works | Ls | 1 | 3000 | 3000 |  | 3000
J | External Works
1 | External Interlock works (Labour) | Sqm | 240 | 0.8 | 192 |  | 192
2 | Kerbstone Sub Contractor (Labour) | RM | 50 | 1.3 | 65 |  | 65
3 | Wash sand for the external works | Trip | 4 | 70 | 280 |  | 280
4 | Cement for the External works | Bag | 75 | 1.37 | 102.75 |  | 102.75
5 | Dune Sand/ Plaster Sand | Trip | 3 | 110 | 330 |  | 330
6 | External Interlock works (Material) | Sqm | 240 | 2 | 480 |  | 480
7 | Kerbstone Sub Contractor (Material) | RM | 50 | 2 | 100 |  | 100
K | General Works
1 | Cleaning Works | Ls | 1 | 1000 | 1000 |  | 1000
2 | Debris Removal | Ls | 1 | 600 | 600 |  | 600
3 | Water for the Site and Camp | Month | 18 | 100 | 1800 |  | 1800
4 | Electricity for the site and camp | Month | 20 | 50 | 1000 |  | 1000
5 | Repair Maintenance work with materials shifting | Ls | 1 | 900 | 900 |  | 900
6 | Tarpalin | Nos | 2 | 15.5 | 31 |  | 31
7 | Green Net | Nos | 10 | 13 | 130 |  | 130
8 | Polythene Sheet | Roll | 20 | 5.6 | 112 |  | 112
ELECTRICAL WORKS
L | Electrical Installation DP
1 | MDB -1 | Nos | 1 | 750 | 750 | 37.5 | 787.5
2 | MDB-3 | Nos | 1 | 750 | 750 | 37.5 | 787.5
3 | Rubber Mat | Ls | 1 | 40 | 40 | 2 | 42
4 | 14 Way SPN DB | Nos | 35 | 17.7 | 619.5 | 30.975 | 650.475
5 | 12 Way SPN DB | Nos | 12 | 53.3 | 639.6 | 31.98 | 671.58
6 | 8 Way SPN DB | Nos | 1 | 46.7 | 46.7 | 2.335 | 49.035
7 | ELCB 63A 100MA, 2P | Nos | 35 | 15 | 525 | 26.25 | 551.25
8 | Isolator 63A, 2P | Nos | 35 | 4.4 | 154 | 7.7 | 161.7
9 | ELCB 100A 100MA,4P | Nos | 13 | 28.8 | 374.4 | 18.72 | 393.12
10 | Isolator 100A, 4P | Nos | 13 | 9.1 | 118.3 | 5.915 | 124.215
11 | MCB 6A SP 6KA | Nos | 222 | 1.4 | 310.8 | 15.54 | 326.34
12 | MCB 10A SP 10KA | Nos | 93 | 1.4 | 130.2 | 6.51 | 136.71
13 | MCB 16A SP 6KA | Nos | 35 | 1.4 | 49 | 2.45 | 51.45
14 | MCB 20A SP 10KA | Nos | 218 | 1.55 | 337.9 | 16.895 | 354.795
15 | MCB 10A SP 6KA | Nos | 48 | 1.4 | 67.2 | 3.36 | 70.56
16 | 16A RCD SP | Nos | 122 | 10 | 1220 | 61 | 1281
17 | 20 A RCD SP | Nos | 35 | 10 | 350 | 17.5 | 367.5
M | ELECTRICAL LV Cables & Wires
FROM FEEDER PILLAR
1 | 4C X 240 sqmm XLPE/SWA/PVC/Cu Cable + 1C X 120 sqmm ECC from Feeder Pillar to MDB-01,02 & 03 | RM | 68 | 38 | 2584 | 129.2 | 2713.2
2 | 4C X 25 SQMM XLPE Cable + 1C X 16 SQMM Y/G ECC | RM | 60 | 8.7 | 522 | 26.1 | 548.1
3 | 4C X 16 SQMM XLPE Cable + 1C X 16 SQMM Y/G ECC for Lift 1 & 2 | RM | 70 | 4.5 | 315 | 15.75 | 330.75
4 | 4C X 10 SQMM XLPE Cable + 1C X 10 SQMM Y/G ECC for Fire Pump | RM | 25 | 3.5 | 87.5 | 4.375 | 91.875
5 | 4C X 6 SQMM XLPE Cable + 1C X 6 SQMM Y/G ECC for Tran. Pump | RM | 20 | 3.27 | 65.4 | 3.27 | 68.67
6 | 4C X 4 SQMM XLPE Cable + 1C X 4 SQMM Y/G ECC for Booster Pump | RM | 70 | 2.56 | 179.2 | 8.96 | 188.16
7 | 2C X 35 sqmm XLPE/PVC/Cu Cable + 1C X 16 sqmm Y/G ECC for DB | RM | 1200 | 6.65 | 7980 | 399 | 8379
8 | 1.5mm Red Wire | Roll | 80 | 5.39 | 431.2 | 21.56 | 452.76
9 | 1.5mm Yellow Wire | Roll | 4 | 5.39 | 21.56 | 1.078 | 22.638
10 | 1.5mm Blue Wire | Roll | 4 | 5.39 | 21.56 | 1.078 | 22.638
11 | 1.5mm Black Wire | Roll | 30 | 5.39 | 161.7 | 8.085 | 169.785
12 | 1.5mm Y/G Wire | Roll | 65 | 5.39 | 350.35 | 17.5175 | 367.8675
13 | 2.5mm Red Wire | Roll | 36 | 8.9 | 320.4 | 16.02 | 336.42
14 | 2.5mm Yellow Wire | Roll | 4 | 8.9 | 35.6 | 1.78 | 37.38
15 | 2.5mm Blue Wire | Roll | 4 | 8.9 | 35.6 | 1.78 | 37.38
16 | 2.5mm Black Wire | Roll | 44 | 8.9 | 391.6 | 19.58 | 411.18
17 | 2.5mm Y/G Wire | Roll | 44 | 8.9 | 391.6 | 19.58 | 411.18
18 | 4 mm Red Wire | Roll | 28 | 13.3 | 372.4 | 18.62 | 391.02
19 | 4 mm Yellow Wire | Roll | 2 | 13.3 | 26.6 | 1.33 | 27.93
20 | 4 mm Blue Wire | Roll | 2 | 13.3 | 26.6 | 1.33 | 27.93
21 | 4 mm Black Wire | Roll | 32 | 13.3 | 425.6 | 21.28 | 446.88
22 | 4 mm Y/G Wire | Roll | 32 | 13.3 | 425.6 | 21.28 | 446.88
23 | 6 mm Red Wire | Roll | 7 | 21 | 147 | 7.35 | 154.35
24 | 6 mm Yellow Wire | Roll
25 | 6 mm Blue Wire | Roll
26 | 6 mm Black Wire | Roll | 6 | 21 | 126 | 6.3 | 132.3
27 | 6 mm Y/G Wire | Roll | 6 | 21 | 126 | 6.3 | 132.3
28 | Accessories for the cable termination | Ls | 1 | 350 | 350 | 17.5 | 367.5
29 | 600 x 100 mm GI Cable Tray | RM | 80 | 16.3 | 1304 | 65.2 | 1369.2
30 | 150 x 100 mm GI Cable Tray | RM | 11 | 8.5 | 93.5 | 4.675 | 98.175
31 | 20mm PVC flexible hose pipe | Roll | 16 | 2.3 | 36.8 | 1.84 | 38.64
32 | 25mm PVC flexible hose pipe | Roll
33 | PVC 4mm Numbering ferrol | Ls | 1 | 15 | 15 | 0.75 | 15.75
34 | Insulation tape | Nos | 150 | 0.12 | 18 | 0.9 | 18.9
35 | 6mm PVC Fisher | Box | 23 | 0.3 | 6.9 | 0.345 | 7.245
36 | 6mm Hedden screw for fisher | Box | 23 | 0.75 | 17.25 | 0.8625 | 18.1125
37 | 65mm pvc round dummary cover | Nos | 800 | 0.08 | 64 | 3.2 | 67.2
38 | 3*3 Dummy cover white | Nos | 90 | 0.9 | 81 | 4.05 | 85.05
39 | 3*6 Dummy cover white | Nos | 50 | 0.14 | 7 | 0.35 | 7.35
40 | 20mm PVC Conduit | Nos | 4150 | 0.17 | 705.5 | 35.275 | 740.775
41 | 25mm PVC Conduit | Nos | 450 | 0.28 | 126 | 6.3 | 132.3
42 | 20mm PVC Coupler | Nos | 8500 | 0.02 | 170 | 8.5 | 178.5
43 | 25 mm PVC Coupler | Nos | 950 | 0.05 | 47.5 | 2.375 | 49.875
44 | 3*3 GI Junction Box | Nos | 1215 | 0.12 | 145.8 | 7.29 | 153.09
45 | 3*6 GI Junction Box | Nos | 125 | 0.18 | 22.5 | 1.125 | 23.625
46 | 20mm PVC female adaptor | Nos | 3100 | 0.06 | 186 | 9.3 | 195.3
47 | 25 mm PVC female adaptor | Nos | 320 | 0.08 | 25.6 | 1.28 | 26.88
48 | Solvent Cement 500ml can | Nos | 125 | 0.88 | 110 | 5.5 | 115.5
49 | Electrical Room Chequred Plate Works | Ls | 1 | 500 | 500 |  | 500
N | Lighting
1 | GF Shops Light | Nos | 127 | 2 | 254 | 12.7 | 266.7
2 | Electric Room, Guard room, Telecom room, | Nos | 6 | 2 | 12 | 0.6 | 12.6
3 | GF Corridors | Nos | 15 | 2 | 30 | 1.5 | 31.5
4 | Balcony, Bathroom, Flat, Lobby, Staircase | Nos | 345 | 1.3 | 448.5 | 22.425 | 470.925
5 | GF Extaernal wall | Nos | 17 | 2 | 34 | 1.7 | 35.7
6 | All Bedrooms | Nos | 70 | 2.5 | 175 | 8.75 | 183.75
7 | Kitchen | Nos | 71 | 1.5 | 106.5 | 5.325 | 111.825
8 | Hall | Nos | 70 | 2.5 | 175 | 8.75 | 183.75
9 | Bell Push Button | Nos | 36 | 2 | 72 | 3.6 | 75.6
10 | 9W Led Mirror Light with Built in Driver - IP44 | Nos | 73 | 1.3 | 94.9 | 4.745 | 99.645
O | Switch and Socket
1 | One Gang one way switch, 10 A | Nos | 146 | 0.58 | 84.68 | 4.234 | 88.914
2 | Two Gang one way switch, 10 A | Nos | 108 | 0.75 | 81 | 4.05 | 85.05
3 | Three Gang one way switch, 10 A | Nos | 134 | 0.9 | 120.6 | 6.03 | 126.63
4 | One Gang Two way switch, 10 A | Nos | 20 | 0.58 | 11.6 | 0.58 | 12.18
5 | 13A Single switched socket | Nos | 212 | 1.5 | 318 | 15.9 | 333.9
6 | 13 A Twin Switched Socket | Nos | 178 | 0.85 | 151.3 | 7.565 | 158.865
7 | 13A Single switched socket, W/P | Nos | 40 | 1.35 | 54 | 2.7 | 56.7
8 | 20A DP Switch | Nos | 201 | 1 | 201 | 10.05 | 211.05
9 | 20A Fuse outlet | Nos | 120 | 0.58 | 69.6 | 3.48 | 73.08
10 | 20A Isolator SPN, W/P | Nos | 101 | 2 | 202 | 10.1 | 212.1
11 | 32A,4P, Isolator, W/P | Nos | 3 | 6 | 18 | 0.9 | 18.9
12 | Floor Box | Nos | 3 | 2.5 | 7.5 | 0.375 | 7.875
13 | Cooked Control Unit | Nos | 35 | 0.58 | 20.3 | 1.015 | 21.315
14 | Water Heater Flex outlet | Nos | 71 | 0.58 | 41.18 | 2.059 | 43.239
15 | 63A,4P Isolator for Lifts | Nos | 2 | 4.5 | 9 | 0.45 | 9.45
16 | Isolator for fire Pump | Nos | 1 | 3.8 | 3.8 | 0.19 | 3.99
P | ELV WORKS
1 | SMA TV phese plate outlet | Ls | 1 | 864 | 864 | 43.2 | 907.2
2 | Video Door Phone 7" Screen | Nos | 35 | 34 | 1190 | 59.5 | 1249.5
3 | Video Door Phone POE Switch | Nos | 35 | 2 | 70 | 3.5 | 73.5
4 | Main Door Access Control System | Nos | 1 | 120 | 120 | 6 | 126
5 | CCTV in Door | Nos | 6 | 20 | 120 | 6 | 126
6 | CCTV out Door | Nos | 6 | 21 | 126 | 6.3 | 132.3
7 | 43" LED Monitor | Nos | 1 | 58 | 58 | 2.9 | 60.9
8 | CCTV Rack with all accessories | Nos | 1 | 120 | 120 | 6 | 126
9 | Other ACCESSORIES - CAT 6 | Roll | 10 | 14 | 140 | 7 | 147
10 | Cable for TV | Roll | 12 | 12.5 | 150 | 7.5 | 157.5
11 | TV OutLet | Nos | 71 | 1.2 | 85.2 | 4.26 | 89.46
12 | Data Outlet | Nos | 71 | 2.2 | 156.2 | 7.81 | 164.01
PLUMBING WORKS
Q | First Fix (Concealed - Concrete,Block)
1 | 25mm PPR Pipe | Nos | 330 | 1.15 | 379.5 | 18.975 | 398.475
2 | 25mm Dia HPVC Pipe | Nos | 60 | 0.95 | 57 | 2.85 | 59.85
3 | 25mm HPVC 90 degree elbow | Nos | 257 | 0.09 | 23.13 | 1.1565 | 24.2865
4 | 25mm HPVC 45 degree elbow | Nos | 70 | 0.09 | 6.3 | 0.315 | 6.615
5 | 40 mm dia pipe UPVC | Nos | 198 | 0.85 | 168.3 | 8.415 | 176.715
6 | 110MM UPVC Pipe | Nos | 80 | 2.1 | 168 | 8.4 | 176.4
7 | 160mm UPVC Pipe | Nos | 8 | 5.8 | 46.4 | 2.32 | 48.72
8 | 50mm UPVC Socket | Nos | 90 | 0.13 | 11.7 | 0.585 | 12.285
9 | 50mm UPVC Pipe | Nos | 340 | 1.08 | 367.2 | 18.36 | 385.56
10 | 40mm upvc 90 Degree Elbow | Nos | 208 | 0.12 | 24.96 | 1.248 | 26.208
11 | 40mm UPVC 45 Degree Elbow | Nos | 170 | 0.12 | 20.4 | 1.02 | 21.42
12 | 110mm 90 dgree elbow UPVC | Nos | 13 | 0.45 | 5.85 | 0.2925 | 6.1425
13 | 110mm 45 dgree elbow UPVC | Nos | 8 | 0.4 | 3.2 | 0.16 | 3.36
14 | 110mm UPVC Tee | Nos | 6 | 0.55 | 3.3 | 0.165 | 3.465
15 | 4*4*6 Gully Trap | Nos | 1 | 3 | 3 | 0.15 | 3.15
16 | Solvent Cement | Nos | 40 | 1.5 | 60 | 3 | 63
R | Second Fix
1 | 25mm PPR Pipe | Nos | 740 | 1.15 | 851 | 42.55 | 893.55
2 | 32mm PPR Pipe | Nos | 212 | 1.9 | 402.8 | 20.14 | 422.94
3 | 25mm dia HPVC Pipe | Nos | 70 | 0.95 | 66.5 | 3.325 | 69.825
4 | 40mm dia UPVC Pipe | Nos | 140 | 0.85 | 119 | 5.95 | 124.95
5 | 82mm UPVC Pipe | Nos | 70 | 1.95 | 136.5 | 6.825 | 143.325
6 | 110mm UPVC Pipe | Nos | 170 | 2.1 | 357 | 17.85 | 374.85
7 | 160mm UPVC Pipe | Nos | 30 | 5.8 | 174 | 8.7 | 182.7
8 | 200mm UPVC Pipe | Nos | 60 | 2.1 | 126 | 6.3 | 132.3
9 | 110mm dia UPVC Pipe (Exhaust Pipe) | Nos | 445 | 0.12 | 53.4 | 2.67 | 56.07
10 | 40mm UPVC 90 Degree Elbow | Nos | 445 | 0.12 | 53.4 | 2.67 | 56.07
11 | 40mm UPVC 45 Degree Elbow | Nos | 240 | 0.14 | 33.6 | 1.68 | 35.28
12 | 40mm Tee UPVC | Nos | 252 | 0.34 | 85.68 | 4.284 | 89.964
13 | 40mm Threded endcap UPVC | Nos | 120 | 0.28 | 33.6 | 1.68 | 35.28
14 | 82mm 90 Degree Elbow UPVC | Nos | 140 | 0.45 | 63 | 3.15 | 66.15
15 | 82mm 45 Degree Elbow UPVC | Nos | 85 | 0.45 | 38.25 | 1.9125 | 40.1625
16 | 82mm Tee UPVC | Nos | 138 | 0.4 | 55.2 | 2.76 | 57.96
17 | 82mm Threded Endcap UPVC | Nos | 62 | 0.4 | 24.8 | 1.24 | 26.04
18 | 110mm 90 degree Elbow UPVC | Nos | 18 | 0.3 | 5.4 | 0.27 | 5.67
19 | 110mm 90 Degree Elbow (Exhaust) UPVC | Nos | 48 | 0.3 | 14.4 | 0.72 | 15.12
20 | 110mm 45 degree Elbow UPVC | Nos | 41 | 0.3 | 12.3 | 0.615 | 12.915
21 | 110mm 45 degree Elbow (Exhaust) UPVC | Nos | 10 | 0.4 | 4 | 0.2 | 4.2
22 | 110mm Vent Cowl UPVC | Nos | 5 | 1.6 | 8 | 0.4 | 8.4
23 | 110mm Tee UPVC | Nos | 104 | 0.55 | 57.2 | 2.86 | 60.06
24 | 110mm Endcap UPVC | Nos | 41 | 0.37 | 15.17 | 0.7585 | 15.9285
25 | 110mm Threded Endcap UPVC | Nos | 100 | 0.37 | 37 | 1.85 | 38.85
26 | 160mm Y Branch UPVC | Nos | 15 | 2.9 | 43.5 | 2.175 | 45.675
27 | 160mm 90 degree Elbow UPVC | Nos | 12 | 1.7 | 20.4 | 1.02 | 21.42
28 | 160mm 45 degree Elbow UPVC | Nos | 10 | 1.75 | 17.5 | 0.875 | 18.375
29 | 160mm*110mm reducer Y UPVC | Nos | 23 | 2.94 | 67.62 | 3.381 | 71.001
30 | 160mm Threded Endcap UPVC | Nos | 10 | 0.95 | 9.5 | 0.475 | 9.975
31 | Floor trape 4*3*1.5mm UPVC | Nos | 90 | 0.94 | 84.6 | 4.23 | 88.83
32 | 4*4*6 Gully Trap UPVC | Nos | 3 | 3 | 9 | 0.45 | 9.45
33 | Rain Water Outlet UPVC | Nos | 8 | 4.5 | 36 | 1.8 | 37.8
34 | 25mm HPVC 90 degree elbow | Nos | 480 | 0.09 | 43.2 | 2.16 | 45.36
35 | 25mm HPVC 45 degree elbow | Nos | 110 | 0.09 | 9.9 | 0.495 | 10.395
36 | 25mm HPVC Tee | Nos | 56 | 0.13 | 7.28 | 0.364 | 7.644
37 | 40mm UPVC *25mm HPVC Reducer | Nos | 80 | 0.23 | 18.4 | 0.92 | 19.32
38 | Rubber Insulation 25mm | Nos | 5 | 0.1 | 0.5 | 0.025 | 0.525
39 | 40mm Dia HPVC Isolation Valve | Nos | 3 | 1.2 | 3.6 | 0.18 | 3.78
40 | Exhaust Fan Flexible | Nos | 108 | 2.3 | 248.4 | 12.42 | 260.82
41 | Aluminum Tape | Nos | 22 | 0.39 | 8.58 | 0.429 | 9.009
42 | Cable Tie for Exhaust Fan | Nos | 10 | 0.95 | 9.5 | 0.475 | 9.975
43 | Slotted Channel | Nos | 99 | 1.75 | 173.25 | 8.6625 | 181.9125
44 | Rubber Clamp 160 | Nos | 101 | 0.44 | 44.44 | 2.222 | 46.662
45 | Rubber Clamp 110 | Nos | 130 | 0.31 | 40.3 | 2.015 | 42.315
46 | Rubber Clamp 82 | Nos | 100 | 0.28 | 28 | 1.4 | 29.4
47 | Rubber Clamp 63 | Nos | 28 | 0.17 | 4.76 | 0.238 | 4.998
48 | Rubber Clamp 50 | Nos | 52 | 0.15 | 7.8 | 0.39 | 8.19
49 | Rubber Clamp 40 | Nos
50 | Rubber Clamp 32 | Nos | 660 | 0.15 | 99 | 4.95 | 103.95
51 | Rubber Clamp 25 | Nos | 650 | 0.13 | 84.5 | 4.225 | 88.725
52 | 25mm 90 Degree Elbow PPR | Nos | 1020 | 0.09 | 91.8 | 4.59 | 96.39
53 | 25mm 45 Degree Elbow PPR | Nos | 418 | 0.09 | 37.62 | 1.881 | 39.501
54 | 25mm Tee PPR | Nos | 438 | 0.13 | 56.94 | 2.847 | 59.787
55 | 25mm * 15mm female Elbow | Nos | 632 | 0.47 | 297.04 | 14.852 | 311.892
56 | 25mm Isolation Valve | Nos | 120 | 0.6 | 72 | 3.6 | 75.6
57 | 32mm 90 degree Elbow PPR | Nos | 380 | 0.19 | 72.2 | 3.61 | 75.81
58 | 32mm 45 dgree Elbow PPR | Nos | 112 | 0.18 | 20.16 | 1.008 | 21.168
59 | 32mm Tee PPR | Nos | 112 | 0.2 | 22.4 | 1.12 | 23.52
60 | 32mm*25mm Reducer PPR | Nos |  |  | 0 | 0 | 0
61 | 32mm isolation valve PPR | Nos | 8 | 0.95 | 7.6 | 0.38 | 7.98
62 | 25mm socket PPR | Nos | 34 | 0.08 | 2.72 | 0.136 | 2.856
63 | 32mm socket PPR | Nos |  |  | 0 | 0 | 0
64 | 40mm socket PPR | Nos | 34 | 0.4 | 13.6 | 0.68 | 14.28
65 | 40mm 90 degree elbow PPR | Nos | 138 | 0.4 | 55.2 | 2.76 | 57.96
66 | 40MM 45 degree elbow PPR | Nos | 80 | 0.35 | 28 | 1.4 | 29.4
67 | 40mm*32mm Reducer PPR | Nos | 32 | 0.22 | 7.04 | 0.352 | 7.392
68 | 40mm*25mm Reducer PPR | Nos | 69 | 0.2 | 13.8 | 0.69 | 14.49
69 | 63mm PPR Pipe | Nos | 38 | 9.1 | 345.8 | 17.29 | 363.09
70 | 63mm 90 degree Elbow PPR | Nos | 38 | 1.17 | 44.46 | 2.223 | 46.683
71 | 63mm 45 degree Elbow PPR | Nos | 4 | 0.99 | 3.96 | 0.198 | 4.158
72 | 63mm Tee PPR | Nos | 23 | 1.45 | 33.35 | 1.6675 | 35.0175
73 | 63mm*40mm Reducer PPR | Nos | 7 | 0.55 | 3.85 | 0.1925 | 4.0425
74 | 63mm mail Thred adaptor PPR | Nos | 4 | 4.9 | 19.6 | 0.98 | 20.58
75 | 63mm Socket PPR | Nos | 16 | 0.65 | 10.4 | 0.52 | 10.92
76 | 63mm Isolation Valve PPR | Nos | 7 | 2.3 | 16.1 | 0.805 | 16.905
77 | 25mm*15mm Male adaptor PPR | Nos | 31 | 0.5 | 15.5 | 0.775 | 16.275
78 | 25mm*15mm FeMale adaptor PPR | Nos | 31 | 0.5 | 15.5 | 0.775 | 16.275
79 | 40mm isolation Valve PPR | Nos | 34 | 3.1 | 105.4 | 5.27 | 110.67
80 | Equilibriul ball valve PPR | Nos | 5 | 4.5 | 22.5 | 1.125 | 23.625
81 | Solvent Cement | Nos | 135 | 1.5 | 202.5 | 10.125 | 212.625
82 | 10mm Nut Washer | Nos | 3900 | 0.01 | 39 | 1.95 | 40.95
83 | Tread Rod | Nos | 70 | 0.48 | 33.6 | 1.68 | 35.28
84 | 10mm Unifix | Nos | 2700 | 0.02 | 54 | 2.7 | 56.7
85 | 50mm*1 1/2" dia male adaptor PPR | Nos | 2 | 3.5 | 7 | 0.35 | 7.35
86 | 50mm dia 90 Elbow PPR | Nos | 19 | 0.57 | 10.83 | 0.5415 | 11.3715
87 | 50mm * 25mm reducer | Nos | 5 | 0.28 | 1.4 | 0.07 | 1.47
88 | 50mm PPR Pipe | Nos | 33 | 4.57 | 150.81 | 7.5405 | 158.3505
89 | 50mm dia Union PPR | Nos | 3 | 2.25 | 6.75 | 0.3375 | 7.0875
90 | 50mm dia isolation Valve PPR | Nos | 6 | 1.3 | 7.8 | 0.39 | 8.19
91 | 50mm * 20mm reducer PPR | Nos | 6 | 0.65 | 3.9 | 0.195 | 4.095
92 | Pressure Gauge | Nos | 1 | 16 | 16 | 0.8 | 16.8
93 | 15mm GI Testing plug, Taflon Tape | Nos | 1 | 35 | 35 | 1.75 | 36.75
94 | 40mm dia HPVC Pipe | Nos | 15 | 1.85 | 27.75 | 1.3875 | 29.1375
95 | 40mm HPVC dia 90 Elbow | Nos | 8 | 0.25 | 2 | 0.1 | 2.1
96 | NRV 50 dia | Nos | 1 | 4.8 | 4.8 | 0.24 | 5.04
97 | 40mm PPR Pipe | Nos | 136 | 3.35 | 455.6 | 22.78 | 478.38
98 | GRP Material | Nos |  |  |  | 0 | 0
99 | Silicon | Nos | 70 | 0.43 | 30.1 | 1.505 | 31.605
100 | Water Tank - 1000 USG | Nos | 3 | 150 | 450 | 22.5 | 472.5
101 | Water Tank - 800 USG | Nos | 3 | 120 | 360 | 18 | 378
102 | Sump Pump | Nos | 1 | 200 | 200 | 10 | 210
103 | Transfer Pump | Nos | 1 | 300 | 300 | 15 | 315
104 | Booster Pump | Nos | 3 | 200 | 600 | 30 | 630
S | Sanitary Items |  |  |  |  | 0 | 0
1 | EWC assembly, floor mounted type, complete with seat, including flush valve assembly and installation. | Nos | 72 | 37 | 2664 | 133.2 | 2797.2
2 | EWC for Handicap | Nos | 1 | 40 | 40 | 2 | 42
3 | Hand Spray | Nos | 73 | 5 | 365 | 18.25 | 383.25
4 | 1/2" 2 feet Flexible & 1/2" x 1/2" Angle valve | Nos | 146 | 0.9 | 131.4 | 6.57 | 137.97
5 | 1/2" x 1/2" Angle Valve | Nos | 146 | 0.9 | 131.4 | 6.57 | 137.97
6 | Wash Basin | Nos | 73 | 14 | 1022 | 51.1 | 1073.1
7 | 1 1/4"Bottle trap | Nos | 73 | 2 | 146 | 7.3 | 153.3
8 | 1/2"*3/4" Angle Valve | Nos | 146 | 0.9 | 131.4 | 6.57 | 137.97
9 | Wash Basin Mixture With Connection Hose | Nos | 73 | 14 | 1022 | 51.1 | 1073.1
10 | Kitchen sink 11/4" bottle trap | Nos | 36 | 2 | 72 | 3.6 | 75.6
11 | 1/2"*3/4" Angle Valve | Nos | 72 | 0.9 | 64.8 | 3.24 | 68.04
12 | Sink Mixture with connection Hose | Nos | 36 | 2 | 72 | 3.6 | 75.6
13 | Shower Tray | Nos | 1 | 12 | 12 | 0.6 | 12.6
14 | Shower mixer with head | Nos | 36 | 9 | 324 | 16.2 | 340.2
15 | Rob Hook | Nos | 73 | 2 | 146 | 7.3 | 153.3
16 | Soap Tray | Nos | 36 | 2.8 | 100.8 | 5.04 | 105.84
17 | Towel Rod | Nos | 73 | 4 | 292 | 14.6 | 306.6
18 | Paper Holder | Nos | 75 | 4.4 | 330 | 16.5 | 346.5
19 | Mirror 60*80cm | Nos | 73 | 2 | 146 | 7.3 | 153.3
20 | 1/2"*3/8"Angle Valves | Nos | 36 | 0.9 | 32.4 | 1.62 | 34.02
21 | Garden Trap Brass | Nos | 2 | 1.2 | 2.4 | 0.12 | 2.52
22 | 30ltr water Heater | Nos | 35 | 27 | 945 | 47.25 | 992.25
23 | 50ltr water Heater | Nos | 36 | 27 | 972 | 48.6 | 1020.6
24 | Transportation Charges | Ls | 1 | 500 | 500 |  | 500
25 | Exhaust Fan & Grill Both side | Nos | 73 | 12.3 | 897.9 | 44.895 | 942.795
26 | Grill For Exhaust Fan Inside | Nos | 73 | 1.15 | 83.95 | 4.1975 | 88.1475
27 | Grill For Exhaust Fan Outside | Nos | 73 | 0.75 | 54.75 | 2.7375 | 57.4875
28 | Floor Drain for the Bath Room | Nos | 73 | 1.8 | 131.4 | 6.57 | 137.97
29 | Floor drain for the kitchen | Nos | 36 | 1.8 | 64.8 | 3.24 | 68.04
30 | Floor Drain Balcony | Nos | 35 | 1.2 | 42 | 2.1 | 44.1
31 | Manhole cover 60*60 Fibre Cover | Nos | 6 | 13.85 | 83.1 | 4.155 | 87.255
32 | Manhole cover 60*60 DI Cover | Nos | 1 | 55 | 55 | 2.75 | 57.75
33 | Gully trap cover - 450*450 | Nos | 2 | 3.9 | 7.8 | 0.39 | 8.19
34 | Man hole cover 1000*1000 for water meter chamber | Nos | 1 | 20.4 | 20.4 | 1.02 | 21.42
35 | Floor grating 300*300 for service floor | Nos | 7 | 3 | 21 | 1.05 | 22.05
T | Air Conditioning Items
1 | 1.5 Ton AC - Malaysia | Nos | 29 | 188 | 5452 | 272.6 | 5724.6
2 | 1.5 Ton AC - China | Nos | 42 | 146 | 6132 | 306.6 | 6438.6
3 | 2 Ton AC - Malaysia | Nos | 14 | 217 | 3038 | 151.9 | 3189.9
4 | 2 Ton AC - China | Nos | 21 | 173 | 3633 | 181.65 | 3814.65
5 | Cassette AC for S/F Lift Lobby | Nos | 1 | 249 | 249 | 12.45 | 261.45
6 | Split AC Lift Loby for Roof | Nos | 1 | 146 | 146 | 7.3 | 153.3
7 | AC for Shop | Nos | 12 | 249 | 2988 | 149.4 | 3137.4
8 | Foster | Nos | 6 | 5.5 | 33 | 1.65 | 34.65
9 | Cora Cloth | Nos | 21 | 1.8 | 37.8 | 1.89 | 39.69
10 | Slotted Channel | Nos | 8 | 2.5 | 20 | 1 | 21
11 | Threded Rod | Nos | 18 | 0.47 | 8.46 | 0.423 | 8.883
12 | Nut Washer | Nos | 260 | 0.05 | 13 | 0.65 | 13.65
13 | Sub Contractor for AC Installation | Nos | 120 | 8 | 960 | 48 | 1008
14 | Copper Piping | M | 1325 | 3.9 | 5167.5 | 258.375 | 5425.875
15 | AC Frame Works | Ls | 1 | 600 | 600 |  | 600
U | Main Connections
1 | Main Connection of water Supply | Ls | 1 | 1650 | 1650 |  | 1650
2 | Water Meter | Nos | 36 | 105 | 3780 |  | 3780
2 | Haya Main Connection | Ls | 1 | 210 | 210 |  | 210
3 | Fire Consultant Fees | Ls | 1 | 300 | 300 |  | 300
4 | Fire Fighting subcontractor | Ls | 1 | 5000 | 5000 |  | 5000
| TOTAL | [5 empty] | 452869.367
| Total Area | [5 empty] | 2721.6
| Rate Per Sqm | [5 empty] | 166.3982
Reason For the price increase
1) Concrete price is more 22 rial/m3
2) There is no basement. If the basement is there that will come for the area calaculation but there will be no flat related finishes
3) The floor is less, If the floor is increase then rate will reduce. Since the foundation structure will be almost same
4) This building consist of more flat in the less area.

## GS
CONSTRUCTION OF RESIDENTAL/COMMERCIAL BUILDING @ Alansab Plot 1127
GENERAL SUMMARY
ITEM | ITEM DESCRIPTION |  | AMOUNT
REF. |  |  | ( R.O. )
|  | BILL NO. 1 PRELIMINARIES | 3000
BILL NO. 2 Sub Contractors Price
|  | 1) Structural Subcontractor | 86446.16
|  | 2) MEP Sub Contractors | 20927.55
|  | BILL NO. 3 Main building | 490778.8619
|  | BILL NO. 4 Ancillary Structures | 2901.7897
|  | BILL NO. 5 Electrical & ELV | 77653.48
|  | BILL NO. 6 Plumbing Work | 43662.3046
|  | BILL NO. 7 Finishing Work Packages | 152700
|  | TOTAL AMOUNT (RO.) | 878070.1462
TOTAL CARRIED TO LITTER OF TENDER
878070.1462
|  | Total Area of the Building | 5979.3
|  | Rate for the building (Rial/Sqm) | 146.8517
0

## C_Bill No. 3 Main bld (2)
BILL NO. 3 - CIVIL WORKS
ITEM | ITEM DESCRIPTION |  | QTY. | UNIT | RATE | AMOUNT |  | Calculated Qty
REF. | [5 empty] | ( R.O. )
CIVIL WORKS
SUBSTRUCTURE
Note:- Substructure Quantities are measured up to Ground Floor level except Finishes
Excavation
A |  | Site preparation, removing 200mm depth top soil, clearing shrubs including cart away etc. | 752.103 | m2 | 0 | 0 |  | 752.103
0.78439
B |  | Excavation to reduce level including to receive pits for the foundations | 5227.1159 | m3 | 0.78439 | 4100.0974 | 1900+400+1800 | 5227.1159
C |  | Extra over for excavating in rock | 0 | m3 |  | 0 |  | 0
Filling and Removals
D |  | Fill excavations and under floors & Outside with graded and hard imported granular material in layers not exceeding 150mm high and compacting the soil to obtain a density of 98% of the maximum dry density including watering and compaction tests to the approval of the Engineer | 1400 | m3 | 2 | 2800 |  | 0
E |  | Spreading suitable excavated material over the site and compaction in layers not exceeding 150mm high and compacting the soil to obtain a density of 98% of the maximum dry density including watering and compaction tests to the approval of the Engineer | 0 | m3 |  |  |  | 0
F |  | Remove unsuitable excavated material and cart away to Municipal approved dumping yard | 5227.1159 | m3 |  | 500 |  | 5227.1159
|  | To Collection |  |  | R.O.
7400.0974
Substructure (Cont'd)
Anti-termite barrier
492873.1395
A |  | Anti-termite treatment applied to surface of filling under floors including peripheral area with approved chemicals with 10-years guarantee as specified and to the approval of the Engineer (measured flat over plinth area) | 1500 | m2 | 0.265 | 397.5 |  | 752.103
Concrete Work
SRC plain poured pre-mixed concrete, Grade 15N/mm² including placing, curing, cube tests and form work as required.
B |  | Blinding Concrete | 165.3649 | m3 | 17.5 | 2893.8857 |  | 165.3649
SRC reinforced pre-mixed cement concrete, Grade 40N/mm² as specified including placing, vibrating, curing and cube tests, etc.,
C |  | Raft, Shore pile, Capping beam | 670.7941 | m3 | 19.75 | 13248.1835 |  | 670.7941
D |  | Columns | 62.115 | m3 | 19.75 | 1226.7713 |  | 62.115
E |  | RCC Lift wall/Core wall | 35.8566 | m3 | 19.75 | 708.1679 |  | 35.8566
F |  | Shear Wall | 192.8043 | m3 | 19.75 | 3807.8849 |  | 192.8043
|  | To Collection |  |  | R.O.
22282.3933
Substructure (Cont'd)
Formwork
A |  | Foundations | 88.848 | m2 | 2 | 177.696 |  | 88.848
B |  | Columns | 62.115 | m2 | 2 | 124.23 |  | 62.115
C |  | RCC Lift wall/Core wall | 1664.208 | m2 | 2 | 3328.416 |  | 1664.208
D |  | Plinth Beams | 10.5522 | m2 | 2 | 21.1044 |  | 10.5522
E |  | Ramp | 5 | m2 | 2 | 10 |  | 5
F |  | Shear Wall | 3156.392 | m3 | 2 | 6312.784 |  | 3156.392
Reinforcement Works
High yield steel deformed bar reinforcement BS 4449 (Grade Fe 500) of all including cutting, bending, fixing in position, binding wire, chairs, spacers, extra bars at cutouts/opening and protection against rusting etc as per structural drawing and schedule
G |  | 8mm to 25mm diameter bars | 130471.097 | Kg | 0.3 | 39141.3291 |  | 130471.097
H |  | A-193 Mesh | 753 | m2 | 1.5 | 1129.5 |  | 753
|  | To Collection |  |  | R.O.
50245.0595
Substructure (Cont'd)
Moisture Protection
C |  | 1000 gauge polythene sheet membrane with double welt folded joints | 1653.649 | m2 | 0.2 | 330.7298 |  | 1653.649
D |  | Two coats of fibre reinforced high build bitumen protective coating over the concrete and block surfaces below ground to achieve an overall DFT of 750 microns | 1770.53 | m2 | 0.4 | 708.212 |  | 1770.53
E |  | Water proofing with 3 mm thick bitumen sheet | 1500 | m2 | 1.6 | 2400
F |  | Protection board | 700 | m2 | 2.1 | 1470
Damp proof course
G |  | 3 mm thick bituminised fibre felt damp proof course over the ground beams or grade slabs for blockwork (External wall) | 150.5 | m2 | 1 | 150.5 |  | 150.5
|  | To Collection |  |  | R.O.
5059.4418
SUPERSTRUCTURE
Concrete Works
Ordinary reinforced pre-mixed cement concrete Grade 40N/mm² including placing, vibrating, curing and cube tests etc. all complete with grooves/ recess/patterns as indicated in the Drawings
A |  | Columns | 243.915 | m3 | 19.25 | 4695.3638 |  | 243.915
B |  | RCC Walls | 181.411 | m3 | 19.25 | 3492.1618 |  | 181.411
C |  | Slab, PT slab | 1952.9757 | m3 | 19.25 | 37594.7822 |  | 1952.9757
D |  | Beams | 36.9426 | m3 | 19.25 | 711.145 |  | 36.9426
E |  | Lintels and window sills | 48.321 | m3 | 19.25 | 930.1792 |  | 48.321
F |  | Staircases | 183.1526 | m3 | 19.25 | 3525.6872 |  | 183.1526
G |  | Columns for future extension (1.50m high) | 90.9 | m3 | 19.25 | 1749.825 |  | 90.9
H |  | Shear Wall | 181.411 | m3 | 19.25 | 3492.1618 |  | 181.411
Concrete pedestal
H |  | Allow for concrete pedestal for AC outdoor unit, dish antenna, water tanks and other electro mechanical services including formwork, nominal reinforcement etc all complete as indicated in the drawings | 1 | Item | 100 | 100 |  | 1
J |  | Cast in place Light weight concrete element As per elevation and details (Average thickness 650mm | 759 | m2 | 3 | 2277 |  | 759
|  | To Collection |  |  | R.O.
58568.3059
Reinforcement Works
High yield steel deformed bar reinforcement BS 4449 (Grade Fe 500) of all including cutting, bending, fixing in position, binding wire, chairs, spacers, extra bars at cutouts/opening and protection against rusting etc as per structural drawing and schedule
A |  | 8mm to 25mm diameter bars | 357487.2865 | Kgs | 0.3 | 107246.1859 |  | 357487.2865
Formwork
H |  | Columns | 2419.95 | m2 | 2 | 4839.9 |  | 2419.95
J |  | RCC Walls (fair face) | 1856.99 | m2 | 2 | 3713.98 |  | 1856.99
K |  | Conventional Slabs (fair face), PT Slab | 5750.577 | m2 | 2 | 11501.154 |  | 5750.577
L |  | Beams (fair face) | 116.483 | m2 | 2 | 232.966 |  | 116.483
M |  | Lintels and window sills | 1 | Item | 500 | 500 |  | 1
N |  | Parapet Wall /Copping Beams | 22.4 | m2 | 2 | 44.8 |  | 22.4
P |  | Staircases (fair face) | 755.04 | m2 | 2 | 1510.08 |  | 755.04
H |  | Shear Wall | 1856.99 | m2 | 2 | 3713.98 |  | 1856.99
Q |  | Columns for future extension (fair face) | 1 | Item | 100 | 100 |  | 1
|  | To Collection |  |  | R.O.
133403.0459
MASONRY WORKS
Masonry works in cement sand mortar (1:4) including wall ties, laying, finishing, Concrete filling in hollow blocks at both side of Joinery to receive Door & Windows, curing etc. all complete as indicated in the drawings and as specified
A |  | 100 mm thick precast concrete hollow block work walls | 943.075 | m2 | 2.5 | 2357.6875 | 1.875+0.233+0.4 | 943.075
B |  | 200 mm thick precast concrete hollow block work walls | 16290.8515 | m2 | 2.85 | 46428.9268 |  | 16290.8515
C |  | 200 mm thick precast concrete hollow block work walls (Parapet wall) | 179.2 | m2 | 2.85 | 510.72 |  | 179.2
D |  | 300 mm thick precast concrete hollow block work walls | 0 | m2 | 4 | 0
E |  | Fixing of Tower Hoist Diesel Engine lift | 1 | Nos | 1500 | 1500 |  | 30.37
|  | To Collection |  |  | R.O.
50797.3343
Metal Work (Cont'd).
Staircase Handrail
Supply & fixing of Polished SS Handrail (316 grade) including supports, etc., all complete as per detailed drawings and as specified
A |  | For Staircases & Ramp at basement level only | 4 | m | 40 | 160 |  | 4
B |  | Internally staiarcase Floor mounted Handrail average 900mm High | 51.85 | m | 15 | 777.75 |  | 51.85
C |  | Internally Staircase handrail (Wall mounted)- If Required | 0 | m |  | 0 |  | 0
Aluminum Louvers
Supply & fixing of aluminum CHARCOAL POWDER COATED SS HOLLOW SECTION LOUVERS SIZE - 50mmX100mm including supports, etc., all complete as per detailed drawings and as specified (As per elevation drawings)
D |  | Size :1500mm wide | 33.6014 | Rm | 50 | 1680.0725 |  | 33.6014
Supply & fixing of aluminum CHARCOAL POWDER COATED SS HOLLOW SECTION LOUVERS SIZE - 30mmX18mm including supports, etc., all complete as per detailed drawings and as specified (As per elevation drawings)
E |  | Size :3000mm High | 0 | Rm |  | 0 |  | 0
F |  | Supply & fixing of CNC METAL SCREEN - UNEQUAL SIZES GARDEX WHITE PAINT FINISH ANTI RUST (MATT) ANTI GLOSS including supports, etc., all complete as per detailed drawings and as specified (As per elevation drawings) | 0 | Sq.m |  | 0 |  | 0
G |  | Supply And Fixxing high-quality aluminum box louver screens in accordance with the architectural elevation drawings and project specifications | 304.1 | Sq.m | 35 | 10643.5 |  | 304.1
Glass Railing
H |  | Size :1100mm High | 105.42 | Rm | 55 | 5798.1 |  | 105.42
|  | To Collection |  |  | R.O.
19059.4225
Doors & Windows
Wooden Doors
Supply and fixing of Wooden doors including ironmongery, etc. all complete as detailed in the drawings
A |  | Type D4 1000*2200 | 1 | No. | 73 | 73 |  | 1
B |  | Type D5 1000*2200 | 75 | No. | 73 | 5475 |  | 75
C |  | Type D6 800*2200 | 62 | No. | 73 | 4526 |  | 62
D |  | Type D6* 1000*2200 | 10 | No. | 73 | 730 |  | 10
E |  | Type D9 1100*2200 | 45 | No. | 100 | 4500 |  | 45
F |  | Type D10 1000*2200 | 19 | No. | 100 | 1900 |  | 19
G |  | Type D12 900*2200 | 66 | No. | 73 | 4818 |  | 66
Aluminum & Other door
H |  | Type D1 1700*2200 | 1 | No. | 75 | 75 |  | 1
I |  | Type D2 1700*2200 | 13 | No. | 75 | 975 |  | 13
J |  | Type D3 1500*2400 | 1 | No. | 75 | 75 |  | 1
K |  | Type D7 800*2200 | 46 | No. | 75 | 3450 |  | 46
L |  | Type D8 1000*2200 | 10 | No. | 75 | 750 |  | 10
M |  | Type D11 1000*2200 | 84 | No. | 75 | 6300 |  | 84
O |  | Type D13 1450*2200 | 1 | No. | 75 | 75 |  | 1
P |  | Type D14 1550*2200 | 1 | No. | 75 | 75 |  | 1
Q |  | Type D15 1350*2200 | 1 | No. | 75 | 75 |  | 1
R |  | Type D16 1400*2200 | 1 | No. | 75 | 75 |  | 1
S |  | Type D17 1900*2200 | 1 | No. | 75 | 75 |  | 1
T |  | Type D18 1900*2200 | 1 | No. | 75 | 75 |  | 1
|  | To Collection |  |  | R.O.
34097
Doors & Windows (Cont'd).
Aluminium Windows
Supply and fixing of Powder coated aluminium windows including fixed glazing panel, frame, architraves, flymesh screen, stops beads, gasket, sealing, ironmongery etc. all complete as per drawings, as specified and to the approval of the Engineer
A |  | Type W1-2000 X 1400 | 6 | No. |  |  |  | 6
B |  | Type W2-1000 X 1100 | 24 | No. |  |  |  | 24
C |  | Type W3-800 X 1100 | 6 | No. |  |  |  | 6
D |  | Type W4-600 X 800 | 12 | No. |  |  |  | 12
E |  | Type W5-1000 X FROM MIDLADING 80 CM HEIGHT | 8 | No. |  |  |  | 8
F |  | Type W6-AS PER PLAN AS PER ELEVATION X | [5 empty] | 1
G |  | Type W7-1000 X 1100 | 1 | No. |  |  |  | 1
H |  | Type W8-600 X 1100 | [5 empty] | 6
Included Last Page
Aluminium Curtain Wall
A |  | CW1- 3050 X 3240 | 3
B |  | CW2- 2100 X 3240 | 3
C |  | CW3- 1400 X 3240 | 3
D |  | CW4- 3400 X 3240 | 3
E |  | CW5- 2600 X 3240 | 3
F |  | CW6- 3050 X 3240 | 3
G |  | CW7- 1500 X 3240 | 3
H |  | CW8- 1900 X 3200 | 3
I |  | CW9- 2300 X 3200 | 3
J |  | CW10- 1950 X 3240 | 3
K |  | CW11- 1600 X 3240 | 3
L |  | CW12- 1700 X 3240 | 3
M |  | CW13- 1400 X 3240 | 3
N |  | CW14- 2100 X 3240 | 3
O |  | CW15- 800 X 3240 | 3
P |  | CW16- 900 X 3240 | 3
Q |  | CW17- 800 X 3240 | 3
R |  | CW18- 2350 X 3240 | 3
S |  | CW19- 1300 X 3240 | 3
T |  | CW20- 1700 X 3200 | 3
U |  | CW21- 600 X 3200 | 3
V |  | CW22- 1300 X 3200 | 3
|  | To Collection |  |  | R.O.
0
THERMAL AND MOISTURE PROTECTION
Waterproofing for Pantry, Wash room & Toilet
A |  | Supply and apply waterproofing system with elastomeric cement based coating system with 10 years guarantee from the applicator & manufacturer jointly as specified | 854 | m2 | 1.5 | 1281 |  | 560
|  | To Collection |  |  | R.O.
1281
Finishes
Waterproofing system for Roof
A |  | LIGHT WEIGHT CONCRETE FOR SLOPE | 813 | m2 | 2 | 1626 |  | 813
.
B |  | WATERPROOFING MEMBRANE 0.4cm. | 813 | m2 | 1.6 | 1300.8 |  | 813
C |  | CEMENT SCREED 3cm. | 813 | m2 | 1.5 | 1219.5 |  | 813
D |  | EXTRUDED POLYSTYRENE 5cm. | 813 | m2 | 3.5 | 2845.5 |  | 813
E |  | PROTECTION BOARD 0.2cm. | 813 | m2 |  | 0 |  | 813
Tiles for Roof
E |  | SAND AND MORTAR BED 5cm. | 813 | m2 | 0.3 | 243.9 |  | 702.67
F |  | TERRAZZO TILES 30x30x3cm. | 813 | m2 | 4 | 3252 |  | 702.67
G |  | TERRAZZO SKIRTING 30x10x3cm. | 33.84 | m2 | 4 | 135.36 |  | 33.84
|  | To Collection |  |  | R.O.
10623.06
Finishes
Backgrounds
A |  | 20 mm thick pre-mixed cement render in two coats including plastering accessories to walls, groove, up stands externally to receive paint as specified and to the approval of the Engineer | 2838 | m2 | 1.9 | 5392.2
B |  | 18 mm thick pre-mixed cement render in two coats to walls, columns etc. internally as specified and to the approval of the Engineer* | 11085 | m2 | 1.4 | 15519
3954.2898
C |  | 15 mm thick cement sand (1:4) mortar backing to receive Wet area wall tiles including border tiles | 2485 | m2 | 1.4 | 3479
D |  | 80 mm thick Concrete screed bedding to receive Porcelain Floor tiles. | 3725 | m2 | 0.6 | 2235
E |  | 80 mm thick Concrete screed bedding to receive Toilet& kitchen ceramic floor tiles | 1353 | m2 | 0.6 | 811.8
E |  | 80 mm thick Concrete screed bedding to receive Granite/Marble floor tiles | 112 | m2 | 0.6 | 67.2
409.761
F |  | 50 mm thick Concrete screed bedding to receive Epoxy as specified and to the approval of the Engineer | 114 | m2 | 0.6 | 68.4
2838
G |  | 15 mm thick cement sand (1:4) mortar backing to receive Stair granite risers as specified and to the approval of the Engineer | 58 | m2 | 0.6 | 34.8
503.2
H |  | External scaffolding for Plaster & Paint |  |  |  | 5000 |  | 706.5288
* Plastering is considered up to soffits of slabs
|  | To Collection |  |  | R.O.
32607.4
Finishes (Cont'd)
Ceiling
Gypsum Board
A |  | Supply and Fitting Decorative suspended fire-resistant 12mm thick gypsum board (Danogips or equivalent) ceiling fixed with concealed metal suspension system fixed to the soffit of slab/beam or to wall. All board joints to be taped and skimmed and painted as specified. | 1985 | m2 | 4.8 | 9528 |  | 3281.862
|  | To Collection |  |  | R.O.
9528
Finishes (Cont'd).
|  | Floor and Wall Tiling | [5 empty] | 230.1726
11737.802
A |  | Supply and fixing of Ceramic wall tiles fixed to approved patterns/borders with tile adhesive including epoxy grout, spacer, approved corner beads etc. all complete as specified and to the approval of the Engineer (Prime cost R.O 1.7/m2)-Wet Area | 2624.571 | m2 | 5 | 13122.855 |  | 230.1726
B |  | Supply and fixing of Porcelain floor tiles laid to approved designs, pattern/borders with tile adhesive including epoxy grout and control joint with accessories, etc.. all complete as specified and to the approval of the Engineer. (Prime cost RO. 2/m2) | 3816.4807 | m2 | 5 | 19082.4033 |  | 3816.4807
C |  | Supply and fixing of Porcelain skirting with approved tile adhesive and joints epoxy grouting all complete as specified and to the approval of the Engineer (Prime cost R.O 2.000/m) | 880.299 | m | 1.5 | 1320.4485
17.973
D |  | Supply and fixing of Ceramic floor tiles laid to approved designs, pattern/borders with tile adhesive including epoxy grout and control joint with accessories, etc.. all complete as specified and to the approval of the Engineer. (Prime cost RO. 1.6/m2) WET AREA | 657.7852 | m2 | 4.5 | 2960.0334 |  | 12.8
0
E |  | Porcelain 60*120 Cm - Corridor | 230.1726 | m2 | 5.8 | 1335.0011
|  | To Collection |  |  | R.O.
37820.7413
Epoxy in Staircase
A |  | Supply Application of epoxy flooring in the steps landing and etc | 298 | Sqm | 3 | 894 |  | 320
128
Sundries
E |  | Allow for any other item not practically mentioned in this BOQ, but require for completion of civil works as per drawings, specification, regulations of statutory authorities. specify items (Tenderer shall provide/attach detailed break-up for the item, if quoted) - Included
|  | a) Curtain Wall | 370.416 | m2 | 40 | 14816.64 |  | 370.416
|  | b)Fixed Glass | 114.796 | m2 | 20 | 2295.92 |  | 114.796
|  | To Collection |  |  | R.O.
18006.56
|  | TOTAL FOR BILL NO. 3 Main building CARRIED TO GENERAL SUMMARY |  |  | R.O.
490778.8619

## Finishesh
Project
sub-masonry works
S.No | Description | Unit | No |  | L | B | D | Remarks | Flooring |  |  |  |  | Skirting |  |  |  | Wall |  | Ceiling |  | Railings | LW CON FOR SLOPE | WPM 0.4cm | Cement Screed 3cm | EXTRUDED POLYSTYRENE 5cm. | PROTECTION BOARD 0.2cm. | SAND AND MORTAR BED 5cm. | TERRAZZO TILES 30x30x3cm. | TERRAZZO SKIRTING 30x10x3cm.
internal
1 | Ground floor | [7 empty] | F1 | F2 | F3 | F4 | F5 | S1 | S2 | S3 | S4 | W1 | W2 | C1 | C2 | [9 empty] | SCHEDULE OF FINISHING
| Shop 13 | SQ M | 1 | 1 | 5.47 | 3.3 | 4.3 |  | F4: 18.051; S3: 1.8105; W2: 51.901; C1: 18.051 | [9 empty] | FLOORING
| Shop 14 | SQ M | 1 | 1 | 7.1 | 3.885 | 4.3 |  | F4: 27.5835; S3: 2.2305; W2: 63.941; C1: 27.5835 | [9 empty] | TYPE | DESCRIPTION
| Shop 15 | SQ M | 1 | 1 | 3.873 | 3.873 | 4.3 |  | F4: 15; S3: 1.7428; W2: 49.9615; C1: 15 | [9 empty] | F1 | 20mm THICK ITALIAN MARBLE STEPS COLOR ,DESIGN & SHAPE TO BE APPROVED
| Shop 16 | SQ M | 1 | 1 | 3.7417 | 3.7417 | 4.3 |  | F4: 14; S3: 1.6837; W2: 48.2674; C1: 14 | [9 empty] | F2 | 300X600X20mm ITALIAN MARBLE TILES COLOR ,DESIGN & SHAPE TO BE APPROVED
| Shop 17 | SQ M | 1 | 1 | 5.4955 | 5.4955 | 4.3 |  | F4: 30.2; S3: 2.473; W2: 70.8913; C1: 30.2 | [9 empty] | F3 | 400X400X20mm PORCELAIN TILES COLOR ,DESIGN & SHAPE TO BE APPROVED
| Guard Room | SQ M | 1 | 1 | 2.84 | 2.84 | 4.3 |  | F4: 8.0656; S3: 1.278; W2: 36.636; C1: 8.0656 | [9 empty] | F4 | 200X200X8mm FULLY VITRIFIED NON-SLIPPERY ITALIAN CERAMIC TILES COLOR ,DESIGN & SHAPE TO BE APPROVED
| D5 |  | -1 | 1 | 1 |  | 2.2 |  | F4: 0; S3: -0.15; W2: -2.2; C1: 0 | [9 empty] | F5 | 300X300X8mm BEST QUALITY TERRAZZO TILES COLOR ,DESIGN & SHAPE TO BE APPROVED
| D6 |  | -1 | 1 | 0.8 |  | 2.2 |  | F4: 0; S3: -0.12; W2: -1.76; C1: 0 | [9 empty] | SKIRTING
| D7 |  | -1 | 1 | 0.8 |  | 2.2 |  | F4: 0; S3: -0.12; W2: -1.76; C1: 0 | [9 empty] | TYPE | DESCRIPTION
| Gents Toilet | SQ M | 1 | 1 | 1 | 2 | 4.3 |  | F5: 2; W2: 21.5; C2: 2 | [9 empty] | S1 | 600X100X20mm ITALIAN MARBLE SKIRTING WITH HALF ROUND TOP EDGE COLOR ,DESIGN & SHAPE TO BE APPROVED.
| D6 |  | -1 | 1 | 0.8 |  | 2.2 |  | F5: 0; W2: -1.76; C2: 0 | [9 empty] | S2 | 400X100X20mm HEIGHT PORCELAIN SKIRTING WITH HALF ROUND TOP EDGE
| Ladies Toilet | SQ M | 1 | 1 | 1.5 | 2 | 4.3 |  | F5: 3; W2: 23.65; C2: 3 | [9 empty] | S3 | 300X100X20mm HEIGHT TERRAZZO SKIRTING WITH HALF ROUND TOP EDGE
| D6* |  | -1 | 1 | 1 |  | 2.2 |  | F5: 0; W2: -2.2; C2: 0 | [9 empty] | S4 | 20mm THICK GRAY NIGHT MARBLE STEPS COLOR ,DESIGN & SHAPE TO BE APPROVED
| Electric room | SQ M | 2 | 1 | 3.56 | 3.56 | 4.3 |  | F5: 25.3472; S4: 10.68; W2: 91.848; C2: 25.3472 | [9 empty] | WALLS
| D10 |  | -1 | 1 | 0.9 |  | 2.2 |  | F5: 0; W2: -1.98; C2: 0 | [9 empty] | TYPE | DESCRIPTION
| staircse front lobby | SQ M | 1 | 1 | 2.2 | 4.6 | 4.3 |  | F2: 10.12; S2: 2.04; W2: 49.02; C2: 10.12 | [9 empty] | W1 | 1 COAT PRIMER +2 COATS OF PUTTY + 3 COATS OF FENOMASTIC GOLD PAINT OR EQUIVALENT (COLOR SHALL BE FROM M.LN COLOR CHART AS APPROVED BY ENGINEER) ON 20mm THICK CEMENT SAND PLASTER
| D10 |  | -1 | 1 | 0.9 |  | 2.2 |  | F2: 0; S2: -0.12; W2: -1.98; C2: 0 | [9 empty] | W2 | 200X300mm GLAZED ITALIAN CERAMIC TILES FOR WALLS UP TO CEILING LEVEL COLOR & DESIGN TO BE APPROVED
| Shop 1 | SQ M | 1 | 1 | 3 | 10.45 | 4.3 |  | F4: 31.35; S3: 3.585; W2: 102.77; C1: 31.35 | [9 empty] | CEILING
| D15 |  | -1 | 1 | 1.35 |  | 2.2 |  | F4: 0; S3: -0.2025; W2: -2.97; C1: 0 | [9 empty] | TYPE | DESCRIPTION
| Shop 2 | SQ M | 1 | 1 | 3.25 | 9.6 | 4.3 |  | F4: 31.2; S3: 3.3675; W2: 96.535; C1: 31.2 | [9 empty] | C1 | 1 COAT PRIMER +2 COATS OF PUTTY + 3 COATS OF FENOMASTIC GOLD PAINT OR EQUIVALENT (COLOR SHALL BE FROM AS APPROVED BY ENGINEER)
| D15 |  | -1 | 1 | 1.56 |  | 2.2 |  | F4: 0; S3: -0.234; W2: -3.432; C1: 0 | [9 empty] | C2 | DECORATIVE SUSPENDED FIRE RESISTANT 12mm THICK GYPSUM BOARD (DANOGIPS OR EQUIVALENT) CEILING FIXED WITH CONCEALED METAL SUSPENSION SYSTEM FIXED TO THE SOFFIT OF SLAB/BEAM OR TO WALL ALL BOARD JOINTS TO BE TAPED AND SKIMMED AND PAINTED AS STANDARD IN C2
| Shop 3 | SQ M | 1 | 1 | 3 | 12.1 | 4.3 |  | F4: 36.3; S3: 4.08; W2: 116.96; C1: 36.3
| D2 |  | -1 | 1 | 1.8 |  | 2.2 |  | F4: 0; S3: -0.27; W2: -3.96; C1: 0
| Shop 4,5,6,7 | SQ M | 1 | 4 | 2.7 | 11.1 | 4.3 |  | F4: 119.88; S3: 14.94; W2: 428.28; C1: 119.88
| D2 |  | -1 | 1 | 1.8 |  | 2.2 |  | F4: 0; S3: -0.27; W2: -3.96; C1: 0
| Shop 8 | SQ M | 1 | 1 | 3 | 8.1 | 4.3 |  | F4: 24.3; S3: 2.88; W2: 82.56; C1: 24.3
| D2 |  | -1 | 1 | 1.8 |  | 2.2 |  | F4: 0; S3: -0.27; W2: -3.96; C1: 0
| Shop 9 | SQ M | 1 | 1 | 5.81 | 5.81 | 4.3 |  | F4: 33.7561; S3: 2.6145; W2: 74.949; C1: 33.7561
| D2 |  | -1 | 2 | 1.8 |  | 2.2 |  | F4: 0; S3: -0.54; W2: -7.92; C1: 0
| Shop 10 | SQ M | 1 | 1 | 2.7 | 10.1 | 4.3 |  | F4: 27.27; S3: 3.435; W2: 98.47; C1: 27.27
| D2 |  | -1 | 1 | 1.8 |  | 2.2 |  | F4: 0; S3: -0.27; W2: -3.96; C1: 0
| Shop 11 | SQ M | 1 | 1 | 2.75 | 11 | 4.3 |  | F4: 30.25; S3: 3.7125; W2: 106.425; C1: 30.25
| D2 |  | -1 | 1 | 1.8 |  | 2.2 |  | F4: 0; S3: -0.27; W2: -3.96; C1: 0
| Shop 12 | SQ M | 1 | 1 | 3.3 | 11.9 | 4.3 |  | F4: 39.27; S3: 4.065; W2: 116.53; C1: 39.27
| D2 |  | -1 | 1 | 1.8 |  | 2.2 |  | F4: 0; S3: -0.27; W2: -3.96; C1: 0
Flat 1
| Family Hall | SQ M | 6 | 1 | 5.6 | 5.6 | 3.3 |  | F4: 188.16; S3: 15.12; W2: 443.52; C2: 188.16
| D9 |  | -6 | 1 | 1.1 |  | 2.2 |  | F4: 0; S3: -0.99; W2: -14.52; C2: 0
| D6 |  | -6 | 1 | 0.8 |  | 2.2 |  | F4: 0; S3: -0.72; W2: -10.56; C2: 0
| D11 |  | -6 | 1 | 1 |  | 2.2 |  | F4: 0; S3: -0.9; W2: -13.2; C2: 0
| Bed Room | SQ M | 6 | 1 | 4.1 | 3 | 3.3 |  | F4: 73.8; S3: 9.09; W2: 281.16; C2: 73.8
| W1 |  | -6 | 1 | 2 |  | 1.4 |  | F4: 0; S3: 0; W2: -16.8; C2: 0
| Balcony | SQ M | 6 | 1 | 1.3 | 1.96 | 3.3 |  | F4: 15.288; S3: 4.698; W2: 77.616; C2: 15.288
| Toilet | SQ M | 6 | 1 | 1.5 | 1.15 | 3.3 |  | F5: 10.35; W2: 82.17; C2: 10.35
| Bath | SQ M | 6 | 1 | 1.5 | 1.15 | 3.3 |  | F5: 10.35; W2: 104.94; C2: 10.35
| D12 |  | -6 | 1 | 0.9 |  | 2.2 |  | F5: 0; W2: -23.76; C2: 0
| Open Kitchen | SQ M | 6 | 1 | 2.7 | 1.4 | 3.3 |  | F5: 22.68; W2: 162.36; C2: 22.68
| D7 |  | -6 | 1 | 0.8 |  | 2.2 |  | F5: 0; W2: -21.12; C2: 0
| Balcony | SQ M | 6 | 1 | 2.83 | 0.9 | 3.3 |  | F4: 15.282; S3: 4.167; W2: 35.64; C2: 15.282
| D7 |  | -6 | 1 | 0.8 |  | 2.2 |  | F4: 0; W2: -21.12; C2: 0
Flat 2
| Family Hall | SQ M | 6 | 1 | 3.96 | 3.96 | 3.3 |  | F4: 94.0896; S3: 10.692; W2: 313.632; C2: 94.0896
| D6 |  | -6 | 1 | 0.8 |  | 2.2 |  | F4: 0; S3: -0.72; W2: -10.56; C2: 0
| D11 |  | -6 | 1 | 1 |  | 2.2 |  | F4: 0; S3: -0.9; W2: -13.2; C2: 0
| D5 |  | -6 | 1 | 1 |  | 2.2 |  | F4: 0; S3: -0.9; W2: -13.2; C2: 0
| D9 |  | -6 | 1 | 1.1 |  | 2.2 |  | F4: 0; S3: -0.99; W2: -14.52; C2: 0
| Bed Room | SQ M | 6 | 1 | 3.8 | 3.3 | 3.3 |  | F4: 75.24; S3: 9.36; W2: 281.16; C2: 75.24
| D11 |  | -6 | 1 | 1 |  | 2.2 |  | F4: 0; S3: -0.9; W2: -13.2; C2: 0
| D5 |  | -6 | 1 | 1 |  | 2.2 |  | F4: 0; S3: -0.9; W2: -13.2; C2: 0
| Bath | SQ M | 6 | 1 | 1.5 | 1.15 | 3.3 |  | F5: 10.35; W2: 104.94; C2: 10.35
| D12 |  | -6 | 1 | 0.9 |  | 2.2 |  | F5: 0; W2: -23.76; C2: 0
| D11 |  | -6 | 1 | 1 |  | 2.2 |  | F4: 0; S3: -0.9; W2: -13.2; C2: 0
| Balcony | SQ M | 6 | 1 | 1.4 | 2.4 | 3.3 |  | F4: 20.16; S3: 5.58; W2: 95.04; C2: 20.16
| D11 |  | -6 | 1 | 1 |  | 2.2 |  | F4: 0; S3: -0.9; W2: -13.2; C2: 0
| Open Kitchen | SQ M | 6 | 1 | 3 | 2 | 3.3 |  | F5: 36; W2: 198; C2: 36
| W2 |  | -6 | 1 | 1 |  | 1.1 |  | F4: 0; S3: 0; W2: -6.6; C2: 0
| D7 |  | -6 | 1 | 0.8 |  | 2.2 |  | F5: 0; W2: -21.12; C2: 0
| Balcony | SQ M | 6 | 1 | 2.83 | 0.9 | 3.3 |  | F4: 15.282; S3: 4.167; W2: 35.64; C2: 15.282
| D7 |  | -6 | 1 | 0.8 |  | 2.2 |  | F4: 0; W2: -21.12; C2: 0
| Balcony | SQ M | 6 | 1 | 2.83 | 0.9 | 3.3 |  | F4: 15.282; S3: 4.167; W2: 35.64; C2: 15.282
| D11 |  | -6 | 1 | 1 |  | 2.2 |  | F4: 0; S3: -0.9; W2: -13.2; C2: 0
| Toilet | SQ M | 6 | 1 | 1.69 | 1 | 3.3 |  | F5: 10.14; W2: 86.724; C2: 10.14
| D6 |  | -6 | 1 | 0.8 |  | 2.2 |  | F4: 0; S3: -0.72; W2: -10.56; C2: 0
Flat 3
| Family Hall | SQ M | 6 | 1 | 4.62 | 4.62 | 3.3 |  | F4: 128.0664; S3: 12.474; W2: 365.904; C2: 128.0664
| D6 |  | -6 | 1 | 0.8 |  | 2.2 |  | F4: 0; S3: -0.72; W2: -10.56; C2: 0
| D11 |  | -6 | 1 | 1 |  | 2.2 |  | F4: 0; S3: -0.9; W2: -13.2; C2: 0
| D5 |  | -6 | 1 | 1 |  | 2.2 |  | F4: 0; S3: -0.9; W2: -13.2; C2: 0
| D9 |  | -6 | 1 | 1.1 |  | 2.2 |  | F4: 0; S3: -0.99; W2: -14.52; C2: 0
| Bed Room | SQ M | 6 | 1 | 3.8 | 3.2 | 3.3 |  | F4: 72.96; S3: 9.18; W2: 277.2; C2: 72.96
| D11 |  | -6 | 1 | 1 |  | 2.2 |  | F4: 0; S3: -0.9; W2: -13.2; C2: 0
| D5 |  | -6 | 1 | 1 |  | 2.2 |  | F4: 0; S3: -0.9; W2: -13.2; C2: 0
| Bath | SQ M | 6 | 1 | 2.7 | 1.5 | 3.3 |  | F5: 24.3; W2: 166.32; C2: 24.3
| D12 |  | -6 | 1 | 0.9 |  | 2.2 |  | F5: 0; W2: -23.76; C2: 0
| Toilet | SQ M | 6 | 1 | 1.8 | 1 | 3.3 |  | F5: 10.8; W2: 91.08; C2: 10.8
| D6 |  | -6 | 1 | 0.8 |  | 2.2 |  | F4: 0; S3: -0.72; W2: -10.56; C2: 0
| Open Kitchen | SQ M | 6 | 1 | 2.6 | 2 | 3.3 |  | F5: 31.2; W2: 182.16; C2: 31.2
| W2 |  | -6 | 1 | 1 |  | 1.1 |  | F4: 0; S3: 0; W2: -6.6; C2: 0
| D7 |  | -6 | 1 | 0.8 |  | 2.2 |  | F5: 0; W2: -21.12; C2: 0
| Balcony | SQ M | 6 | 1 | 2.2 | 0.8 | 3.3 |  | F4: 10.56; S3: 3.42; W2: 31.68; C2: 10.56
| D7 |  | -6 | 1 | 0.8 |  | 2.2 |  | F4: 0; W2: -21.12; C2: 0
| Balcony | SQ M | 6 | 2 | 2.4 | 1.2 | 3.3 |  | F4: 34.56; S3: 8.64; W2: 95.04; C2: 34.56
| D11 |  | -6 | 2 | 1 |  | 2.2 |  | F4: 0; S3: -1.8; W2: -26.4; C2: 0
Flat 4
| Family Hall | SQ M | 6 | 1 | 4.05 | 4.05 | 3.3 |  | F4: 98.415; S3: 10.935; W2: 320.76; C2: 98.415
| D6 |  | -6 | 1 | 0.8 |  | 2.2 |  | F4: 0; S3: -0.72; W2: -10.56; C2: 0
| D11 |  | -6 | 1 | 1 |  | 2.2 |  | F4: 0; S3: -0.9; W2: -13.2; C2: 0
| D5 |  | -6 | 1 | 1 |  | 2.2 |  | F4: 0; S3: -0.9; W2: -13.2; C2: 0
| D9 |  | -6 | 1 | 1.1 |  | 2.2 |  | F4: 0; S3: -0.99; W2: -14.52; C2: 0
| Bed Room | SQ M | 6 | 1 | 4 | 3 | 3.3 |  | F4: 72; S3: 9; W2: 277.2; C2: 72
| D11 |  | -6 | 1 | 1 |  | 2.2 |  | F4: 0; S3: -0.9; W2: -13.2; C2: 0
| D5 |  | -6 | 1 | 1 |  | 2.2 |  | F4: 0; S3: -0.9; W2: -13.2; C2: 0
| Bath | SQ M | 6 | 1 | 2 | 1.5 | 3.3 |  | F5: 18; W2: 138.6; C2: 18
| D12 |  | -6 | 1 | 0.9 |  | 2.2 |  | F5: 0; W2: -23.76; C2: 0
| Toilet | SQ M | 6 | 1 | 2.25 | 1 | 3.3 |  | F5: 13.5; W2: 108.9; C2: 13.5
| D6 |  | -6 | 1 | 0.8 |  | 2.2 |  | F4: 0; S3: -0.72; W2: -10.56; C2: 0
| Open Kitchen | SQ M | 6 | 1 | 2.55 | 2 | 3.3 |  | F5: 30.6; W2: 180.18; C2: 30.6
| W2 |  | -6 | 1 | 1 |  | 1.1 |  | F4: 0; S3: 0; W2: -6.6; C2: 0
| D7 |  | -6 | 1 | 0.8 |  | 2.2 |  | F5: 0; W2: -21.12; C2: 0
| Balcony | SQ M | 6 | 1 | 2.2 | 0.8 | 3.3 |  | F4: 10.56; S3: 3.42; W2: 31.68; C2: 10.56
| D7 |  | -6 | 1 | 0.8 |  | 2.2 |  | F4: 0; W2: -21.12; C2: 0
| Balcony | SQ M | 6 | 1 | 2.4 | 1.8 | 3.3 |  | F4: 25.92; S3: 5.4; W2: 71.28; C2: 25.92
| D11 |  | -6 | 1 | 1 |  | 2.2 |  | F4: 0; S3: -0.9; W2: -13.2; C2: 0
| Balcony | SQ M | 6 | 1 | 2.4 | 1.3 | 3.3 |  | F4: 18.72; S3: 4.5; W2: 51.48; C2: 18.72
| D11 |  | -6 | 1 | 1 |  | 2.2 |  | F4: 0; S3: -0.9; W2: -13.2; C2: 0
Flat 5
| Family Hall | SQ M | 6 | 1 | 5.019 | 5.019 | 3.3 |  | F4: 151.1422; S3: 13.5513; W2: 397.5048; C2: 151.1422
| D6 |  | -6 | 1 | 0.8 |  | 2.2 |  | F4: 0; S3: -0.72; W2: -10.56; C2: 0
| D5 |  | -6 | 1 | 1 |  | 2.2 |  | F4: 0; S3: -0.9; W2: -13.2; C2: 0
| D9 |  | -6 | 1 | 1.1 |  | 2.2 |  | F4: 0; S3: -0.99; W2: -14.52; C2: 0
| Bed Room | SQ M | 6 | 1 | 4.38 | 4.38 | 3.3 |  | F4: 115.1064; S3: 11.826; W2: 346.896; C2: 115.1064
| D12 |  | -6 | 1 | 0.9 |  | 2.2 |  | F4: 0; S3: -0.81; W2: -11.88; C2: 0
| D5 |  | -6 | 1 | 1 |  | 2.2 |  | F4: 0; S3: -0.9; W2: -13.2; C2: 0
| Bath | SQ M | 6 | 1 | 2.6 | 1.5 | 3.3 |  | F5: 23.4; W2: 162.36; C2: 23.4
| D12 |  | -6 | 1 | 0.9 |  | 2.2 |  | F5: 0; W2: -23.76; C2: 0
| W4 |  | -6 | 1 | 0.6 |  | 0.8 |  | F5: 0; W2: -5.76; C2: 0
| Toilet | SQ M | 6 | 1 | 2.25 | 1 | 3.3 |  | F5: 13.5; W2: 108.9; C2: 13.5
| D6 |  | -6 | 1 | 0.8 |  | 2.2 |  | F4: 0; S3: -0.72; W2: -10.56; C2: 0
| Open Kitchen | SQ M | 6 | 1 | 2 | 3.85 | 3.3 |  | F5: 46.2; W2: 231.66; C2: 46.2
| W8 |  | -6 | 1 | 0.6 |  | 1.1 |  | F4: 0; S3: 0; W2: -3.96; C2: 0
| D7 |  | -6 | 1 | 0.8 |  | 2.2 |  | F5: 0; W2: -21.12; C2: 0
| Balcony | SQ M | 6 | 1 | 2.2 | 0.8 | 3.3 |  | F4: 10.56; S3: 3.42; W2: 31.68; C2: 10.56
| D7 |  | -6 | 1 | 0.8 |  | 2.2 |  | F4: 0; W2: -21.12; C2: 0
| Balcony | SQ M | 6 | 1 | 2.4 | 1.3 | 3.3 |  | F4: 18.72; S3: 4.5; W2: 51.48; C2: 18.72
| D11 |  | -6 | 1 | 1 |  | 2.2 |  | F4: 0; S3: -0.9; W2: -13.2; C2: 0
Flat 6
| Family Hall | SQ M | 6 | 1 | 3.81 | 3.81 | 3.3 |  | F4: 87.0966; S3: 10.287; W2: 301.752; C2: 87.0966
| D6 |  | -6 | 1 | 0.8 |  | 2.2 |  | F4: 0; S3: -0.72; W2: -10.56; C2: 0
| D5 |  | -6 | 1 | 1 |  | 2.2 |  | F4: 0; S3: -0.9; W2: -13.2; C2: 0
| D9 |  | -6 | 1 | 1.1 |  | 2.2 |  | F4: 0; S3: -0.99; W2: -14.52; C2: 0
| D11 |  | -6 | 1 | 1 |  | 2.2 |  | F4: 0; S3: -0.9; W2: -13.2; C2: 0
| Bed Room | SQ M | 6 | 1 | 3.2 | 3.8 | 3.3 |  | F4: 72.96; S3: 9.72; W2: 277.2; C2: 72.96
| D12 |  | -6 | 1 | 0.9 |  | 2.2 |  | F4: 0; S3: -0.81; W2: -11.88; C2: 0
| D5 |  | -6 | 1 | 1 |  | 2.2 |  | F4: 0; S3: -0.9; W2: -13.2; C2: 0
| D11 |  | -6 | 1 | 1 |  | 2.2 |  | F4: 0; S3: -0.9; W2: -13.2; C2: 0
| Bath | SQ M | 6 | 1 | 2 | 1.5 | 3.3 |  | F5: 18; W2: 138.6; C2: 18
| D12 |  | -6 | 1 | 0.9 |  | 2.2 |  | F5: 0; W2: -23.76; C2: 0
| W4 |  | -6 | 1 | 0.6 |  | 0.8 |  | F5: 0; W2: -5.76; C2: 0
| Toilet | SQ M | 6 | 1 | 1.4 | 1.3 | 3.3 |  | F5: 10.92; W2: 81.18; C2: 10.92
| D6 |  | -6 | 1 | 0.8 |  | 2.2 |  | F4: 0; S3: -0.72; W2: -10.56; C2: 0
| Open Kitchen | SQ M | 6 | 1 | 2.6 | 2 | 3.3 |  | F5: 31.2; W2: 182.16; C2: 31.2
| CW7 |  | -6 | 1 | 1.5 |  | 3.24 |  | F4: 0; S3: 0; W2: -29.16; C2: 0
| D7 |  | -6 | 1 | 0.8 |  | 2.2 |  | F5: 0; W2: -21.12; C2: 0
| Balcony | SQ M | 6 | 1 | 2.3 | 0.8 | 3.3 |  | F4: 11.04; S3: 3.51; W2: 31.68; C2: 11.04
| D7 |  | -6 | 1 | 0.8 |  | 2.2 |  | F4: 0; W2: -21.12; C2: 0
| Balcony | SQ M | 6 | 1 | 2.5 | 1.2 | 3.3 |  | F4: 18; S3: 4.41; W2: 47.52; C2: 18
| D11 |  | -6 | 1 | 1 |  | 2.2 |  | F4: 0; S3: -0.9; W2: -13.2; C2: 0
| Balcony | SQ M | 6 | 1 | 2.5 | 1.3 | 3.3 |  | F4: 19.5; S3: 4.59; W2: 51.48; C2: 19.5
| D11 |  | -6 | 1 | 1 |  | 2.2 |  | F4: 0; S3: -0.9; W2: -13.2; C2: 0
Flat 7
| Family Hall | SQ M | 6 | 1 | 4.68 | 4.68 | 3.3 |  | F4: 131.4144; S3: 12.636; W2: 370.656; C2: 131.4144
| D6 |  | -6 | 1 | 0.8 |  | 2.2 |  | F4: 0; S3: -0.72; W2: -10.56; C2: 0
| D5 |  | -6 | 2 | 1 |  | 2.2 |  | F4: 0; S3: -1.8; W2: -26.4; C2: 0
| D9 |  | -6 | 1 | 1.1 |  | 2.2 |  | F4: 0; S3: -0.99; W2: -14.52; C2: 0
| CW4 |  | -6 | 1 | 3.4 |  | 3.24 |  | F4: 0; S3: -3.06; W2: -66.096; C2: 0
| Bed Room | SQ M | 6 | 1 | 3.45 | 4 | 3.3 |  | F4: 82.8; S3: 10.305; W2: 295.02; C2: 82.8
| D12 |  | -6 | 1 | 0.9 |  | 2.2 |  | F4: 0; S3: -0.81; W2: -11.88; C2: 0
| D5 |  | -6 | 1 | 1 |  | 2.2 |  | F4: 0; S3: -0.9; W2: -13.2; C2: 0
| D11 |  | -6 | 1 | 1 |  | 2.2 |  | F4: 0; S3: -0.9; W2: -13.2; C2: 0
| Bed Room | SQ M | 6 | 1 | 4 | 4 | 3.3 |  | F4: 96; S3: 10.8; W2: 316.8; C2: 96
| D12 |  | -6 | 1 | 0.9 |  | 2.2 |  | F4: 0; S3: -0.81; W2: -11.88; C2: 0
| D5 |  | -6 | 1 | 1 |  | 2.2 |  | F4: 0; S3: -0.9; W2: -13.2; C2: 0
| CW5 |  | -6 | 1 | 2.5 |  | 3.24 |  | F4: 0; S3: -2.25; W2: -48.6; C2: 0
| CW6 |  | -6 | 1 | 3.05 |  | 3.24 |  | F4: 0; S3: -2.745; W2: -59.292; C2: 0
| Bath | SQ M | 6 | 1 | 2.85 | 1.5 | 3.3 |  | F5: 25.65; W2: 172.26; C2: 25.65
| D12 |  | -6 | 1 | 0.9 |  | 2.2 |  | F5: 0; W2: -23.76; C2: 0
| Toilet | SQ M | 6 | 1 | 1.5 | 1.2 | 3.3 |  | F5: 10.8; W2: 83.16; C2: 10.8
| D6 |  | -6 | 1 | 0.8 |  | 2.2 |  | F4: 0; S3: -0.72; W2: -10.56; C2: 0
| Open Kitchen | SQ M | 6 | 1 | 2.76 | 2 | 3.3 |  | F5: 33.12; W2: 188.496; C2: 33.12
| D7 |  | -6 | 1 | 0.8 |  | 2.2 |  | F5: 0; W2: -21.12; C2: 0
| Balcony | SQ M | 6 | 1 | 2.95 | 0.8 | 3.3 |  | F4: 14.16; S3: 4.095; W2: 31.68; C2: 14.16
| D7 |  | -6 | 1 | 0.8 |  | 2.2 |  | F4: 0; W2: -21.12; C2: 0
| AL Louvers |  | -6 | 1 | 0.8 |  | 3.24 |  | F4: 0; S3: 0; W2: -15.552; C2: 0
| Balcony | SQ M | 6 | 1 | 3.92 | 1.5 | 3.3 |  | F4: 35.28; S3: 6.228; W2: 59.4; C2: 35.28
| D11 |  | -6 | 1 | 1 |  | 2.2 |  | F4: 0; S3: -0.9; W2: -13.2; C2: 0
| TEMPERED GLASS HANDRAIL 4 | m2 | -6 | 2 | 1.3 |  | 1 |  | F4: 0; S3: -2.34; W2: -15.6; C2: 0
Flat 8
| Family Hall | SQ M | 6 | 1 | 4.28 | 4.28 | 3.3 |  | F4: 109.9104; S3: 11.556; W2: 338.976; C2: 109.9104
| D6 |  | -6 | 1 | 0.8 |  | 2.2 |  | F4: 0; S3: -0.72; W2: -10.56; C2: 0
| D11 |  | -6 | 1 | 1 |  | 2.2 |  | F4: 0; S3: -0.9; W2: -13.2; C2: 0
| D9 |  | -6 | 1 | 1.1 |  | 2.2 |  | F4: 0; S3: -0.99; W2: -14.52; C2: 0
| Bed Room | SQ M | 6 | 1 | 4.35 | 4.35 | 3.3 |  | F4: 113.535; S3: 11.745; W2: 344.52; C2: 113.535
| D12 |  | -6 | 1 | 0.9 |  | 2.2 |  | F4: 0; S3: -0.81; W2: -11.88; C2: 0
| D5 |  | -6 | 1 | 1 |  | 2.2 |  | F4: 0; S3: -0.9; W2: -13.2; C2: 0
| CW2 |  | -6 | 1 | 2.1 |  | 3.24 |  | F4: 0; S3: -1.89; W2: -40.824; C2: 0
| Bed Room | SQ M | 6 | 1 | 4.28 | 4.28 | 3.3 |  | F4: 109.9104; S3: 11.556; W2: 338.976; C2: 109.9104
| D12 |  | -6 | 1 | 0.9 |  | 2.2 |  | F4: 0; S3: -0.81; W2: -11.88; C2: 0
| D5 |  | -6 | 1 | 1 |  | 2.2 |  | F4: 0; S3: -0.9; W2: -13.2; C2: 0
| D11 |  | -6 | 1 | 1 |  | 2.2 |  | F4: 0; S3: -0.9; W2: -13.2; C2: 0
| Bath | SQ M | 6 | 1 | 2 | 1.5 | 3.3 |  | F5: 18; W2: 138.6; C2: 18
| D12 |  | -6 | 1 | 0.9 |  | 2.2 |  | F5: 0; W2: -23.76; C2: 0
| Bath | SQ M | 6 | 1 | 2.65 | 1.7 | 3.3 |  | F5: 27.03; W2: 172.26; C2: 27.03
| D12 |  | -6 | 1 | 0.9 |  | 2.2 |  | F5: 0; W2: -23.76; C2: 0
| Toilet | SQ M | 6 | 1 | 1.7 | 1.4 | 3.3 |  | F5: 14.28; W2: 95.04; C2: 14.28
| D6 |  | -6 | 1 | 0.8 |  | 2.2 |  | F4: 0; S3: -0.72; W2: -10.56; C2: 0
| Open Kitchen | SQ M | 6 | 1 | 2.03 | 2.5 | 3.3 |  | F5: 30.45; W2: 179.388; C2: 30.45
| D7 |  | -6 | 1 | 0.8 |  | 2.2 |  | F5: 0; W2: -21.12; C2: 0
| CW3 |  | -6 | 1 | 1.4 |  | 3.24 |  | F4: 0; S3: -1.26; W2: -27.216; C2: 0
| Balcony | SQ M | 6 | 1 | 2.23 | 0.8 | 3.3 |  | F4: 10.704; S3: 3.447; W2: 31.68; C2: 10.704
| D7 |  | -6 | 1 | 0.8 |  | 2.2 |  | F4: 0; W2: -21.12; C2: 0
| Balcony | SQ M | 6 | 2 | 2.4 | 1.4 | 3.3 |  | F4: 40.32; S3: 9.36; W2: 110.88; C2: 40.32
| D11 |  | -6 | 2 | 1 |  | 2.2 |  | F4: 0; S3: -1.8; W2: -26.4; C2: 0
| TEMPERED GLASS HANDRAIL 4 | m2 | -6 | 2 | 1.3 |  | 1 |  | F4: 0; S3: -2.34; W2: -15.6; C2: 0
Flat 9
| Family Hall | SQ M | 6 | 1 | 4.48 | 4.48 | 3.3 |  | F4: 120.4224; S3: 12.096; W2: 354.816; C2: 120.4224
| D6 |  | -6 | 1 | 0.8 |  | 2.2 |  | F4: 0; S3: -0.72; W2: -10.56; C2: 0
| D11 |  | -6 | 1 | 1 |  | 2.2 |  | F4: 0; S3: -0.9; W2: -13.2; C2: 0
| D9 |  | -6 | 1 | 1.1 |  | 2.2 |  | F4: 0; S3: -0.99; W2: -14.52; C2: 0
| D5 |  | -6 | 2 | 1 |  | 2.2 |  | F4: 0; S3: -1.8; W2: -26.4; C2: 0
| Bed Room | SQ M | 6 | 1 | 3.9 | 3.9 | 3.3 |  | F4: 91.26; S3: 10.53; W2: 308.88; C2: 91.26
| D6 |  | -6 | 1 | 0.8 |  | 2.2 |  | F4: 0; S3: -0.72; W2: -10.56; C2: 0
| D5 |  | -6 | 1 | 1 |  | 2.2 |  | F4: 0; S3: -0.9; W2: -13.2; C2: 0
| CW1 |  | -6 | 1 | 3.05 |  | 3.24 |  | F4: 0; S3: -2.745; W2: -59.292; C2: 0
| Bed Room | SQ M | 6 | 1 | 4.5 | 3.7 | 3.3 |  | F4: 99.9; S3: 10.71; W2: 324.72; C2: 99.9
| D12 |  | -6 | 1 | 0.9 |  | 2.2 |  | F4: 0; S3: -0.81; W2: -11.88; C2: 0
| D5 |  | -6 | 1 | 1 |  | 2.2 |  | F4: 0; S3: -0.9; W2: -13.2; C2: 0
| D11 |  | -6 | 1 | 1 |  | 2.2 |  | F4: 0; S3: -0.9; W2: -13.2; C2: 0
| Bath | SQ M | 6 | 1 | 3.01 | 1.5 | 3.3 |  | F5: 27.09; W2: 178.596; C2: 27.09
| D12 |  | -6 | 1 | 0.9 |  | 2.2 |  | F5: 0; W2: -23.76; C2: 0
| W4 |  | -6 | 1 | 0.6 |  | 0.8 |  | F5: 0; W2: -5.76; C2: 0
| Bath | SQ M | 6 | 1 | 2.85 | 1.7 | 3.3 |  | F5: 29.07; W2: 180.18; C2: 29.07
| D6 |  | -6 | 1 | 0.8 |  | 2.2 |  | F4: 0; S3: -0.72; W2: -10.56; C2: 0
| Toilet | SQ M | 6 | 1 | 1.3 | 1.31 | 3.3 |  | F5: 10.218; W2: 77.418; C2: 10.218
| D6 |  | -6 | 1 | 0.8 |  | 2.2 |  | F4: 0; S3: -0.72; W2: -10.56; C2: 0
| Open Kitchen | SQ M | 6 | 1 | 2.1 | 2.4 | 3.3 |  | F5: 30.24; W2: 178.2; C2: 30.24
| D7 |  | -6 | 1 | 0.8 |  | 2.2 |  | F5: 0; W2: -21.12; C2: 0
| Balcony | SQ M | 6 | 1 | 3.4 | 1.5 | 3.3 |  | F4: 30.6; S3: 5.76; W2: 59.4; C2: 30.6
| D11 |  | -6 | 1 | 1 |  | 2.2 |  | F4: 0; S3: -0.9; W2: -13.2; C2: 0
| TEMPERED GLASS HANDRAIL 4 | m2 | -6 | 1 | 1.3 |  | 1 |  | F4: 0; S3: -1.17; W2: -7.8; C2: 0
| Balcony | SQ M | 6 | 1 | 3.85 | 1.7 | 3.3 |  | F4: 39.27; S3: 6.525; W2: 67.32; C2: 39.27
| D11 |  | -6 | 1 | 1 |  | 2.2 |  | F4: 0; S3: -0.9; W2: -13.2; C2: 0
| TEMPERED GLASS HANDRAIL 4 | m2 | -6 | 1 | 1.3 |  | 1 |  | F4: 0; S3: -1.17; W2: -7.8; C2: 0
| Corridor floor 1 to penthouse | SQ M | 6 | 1 | 5.89 | 5.89 | 3.3 |  | F2: 208.1526; S1: 15.903; W1: 233.244; C1: 208.1526
| Basement 1 | SQ M | 1 | 1 | 17.71 | 17.71 | 4.35 |  | F4: 313.6441; W1: 154.077
| Basement 2 | SQ M | 1 | 1 | 20.06 | 20.06 | 2 |  | F4: 402.4036
| Corriod Gf | SQ M | 2 | 1 | 3.5 | 1.7 | 3.3 |  | F2: 11.9; S1: 2.07; W1: 22.44; C1: 11.9
| Total | [7 empty] | 0 | 230.1726 | 0 | 3816.4807 | 657.7852 | 17.973 | 12.8 | 294.7548 | 10.68 | 409.761 | 11737.802 | 706.5288 | 3281.862
Tread and riser
Tread
| Basement | Rm | 1 | 160 | 1 |  |  |  | F1: 160; S1: 72
| GF | Rm | 2 | 22 | 1.2 |  |  |  | F1: 52.8; S1: 19.8
| FF to penthouse | Rm | 10 | 22 | 1.2 |  |  |  | F1: 264; S1: 99
| head room | Rm | 1 | 22 | 1.2 |  |  |  | F1: 26.4; S1: 9.9
| Total | [7 empty] | F1: 503.2; S1: 200.7
Stair Railings
| Precast Aluminium Railings | SQ M | 1 | 1 | 51.85 |  | 0.82 | [14 empty] | 42.517
|  |  | -1 | 2 | 5.2 |  | 3.2
| Total | [20 empty] | 42.517
| LIGHT WEIGHT CONCRETE FOR SLOPE | SQ M | 1 | 1 | 33.3 |  | 23.1 | [15 empty] | 769.23
| Stair portion |  | -1 | 2 | 5.2 |  | 3.2 | [15 empty] | -33.28
| Tank |  | -1 | 2 | 5.2 |  | 3.2 | [15 empty] | -33.28
| WATERPROOFING MEMBRANE 0.4cm. | SQ M | 1 | 1 | 33.3 |  | 23.1 | [15 empty] | 702.67 | 769.23
| Stair portion |  | -1 | 2 | 5.2 |  | 3.2 | [16 empty] | -33.28
| Tank |  | -1 | 2 | 5.2 |  | 3.2 | [16 empty] | -33.28
| CEMENT SCREED 3cm. | SQ M | 1 | 1 | 33.3 |  | 23.1 | [16 empty] | 702.67 | 769.23
| Stair portion |  | -1 | 2 | 5.2 |  | 3.2 | [17 empty] | -33.28
| Tank |  | -1 | 2 | 5.2 |  | 3.2 | [17 empty] | -33.28
| EXTRUDED POLYSTYRENE 5cm. | SQ M | 1 | 1 | 33.3 |  | 23.1 | [17 empty] | 702.67 | 769.23
| Stair portion |  | -1 | 2 | 5.2 |  | 3.2 | [18 empty] | -33.28
| Tank |  | -1 | 2 | 5.2 |  | 3.2 | [18 empty] | -33.28
| PROTECTION BOARD 0.2cm. | SQ M | 1 | 1 | 33.3 |  | 23.1 | [19 empty] | 769.23
| Stair portion |  | -1 | 2 | 5.2 |  | 3.2 | [19 empty] | -33.28
| Tank |  | -1 | 2 | 5.2 |  | 3.2 | [19 empty] | -33.28
| SAND AND MORTAR BED 5cm. | SQ M | 1 | 1 | 33.3 |  | 23.1 | [20 empty] | 769.23
| Stair portion |  | -1 | 2 | 5.2 |  | 3.2 | [20 empty] | -33.28
| Tank |  | -1 | 2 | 5.2 |  | 3.2 | [20 empty] | -33.28
| TERRAZZO TILES 30x30x3cm. | SQ M | 1 | 1 | 33.3 |  | 23.1 | [21 empty] | 769.23
| Stair portion |  | -1 | 2 | 5.2 |  | 3.2 | [21 empty] | -33.28
| Tank |  | -1 | 2 | 5.2 |  | 3.2 | [21 empty] | -33.28
| TERRAZZO SKIRTING 30x10x3cm. | SQ M | 1 | 1 | 33.3 | 0.3 | 23.1 | [22 empty] | 33.84

## M.S
PROJECT:- RESIDENTIAL / COMMERCIAL BUILDING
SUB:- Main bld measurement
[16 empty] | Blindings or P.C.C |  |  |  | RCC works |  |  |  | Polythene sheet |  |  |  | Water proofing to RCC |  |  |  | isolation joint |  |  | Solid blockworks
S.No | Description | Unit | No |  | L | B | D | Qty | If Irregular Area of Concrete |  | If Irregular perimeter form works |  | Remarks | Blindings |  | Concrete |  | Shuttering |  | Concrete |  | Shuttering |  | Bottom of P.C.C | Sides of P.C.C |  |  | Bottom of RCC | Sides of RCC | Top of RCC |  | sides of grade slab and plinth |  |  | Masonry works |  | BRC mesh |  | Construction joint
[9 empty] | PCC | RCC | PCC | RCC |  | Thk | Offset | P.C.C shape ''m3'' | P.C.C Irregular ''m3'' | P.C.C shape ''m2'' | P.C.C Irregular ''m2'' | R.C.C shape ''m3'' | R.C.C Irregular ''m3'' | R.C.C shape ''m2'' | R.C.C Irregular ''m2'' | Bottom''m2'' | Sides and Top''m2'' |  |  | Bottom''m2'' | Sides''m2'' | Top''m2'' |  | R.C.C shape ''m'' | R.C.C Irregular ''m'' |  | Externally | Internally | R.C.C shape ''m2'' | R.C.C Irregular ''m2'' | Vertical | Horizontally
Earth works
| Footing base | m3 | 1 | 1 | 32.1 | 23.43 | 6.95 | 5227.1159
| Total | [6 empty] | 5227.1159
Back filling
| Total excavated | m3 | 1 | 1 | 5227.1159 |  |  | 5227.1159
Deduction
| Basement deduction | m3 | 1 | 1 | 0 |  | 0 | 0
| Workikng space filling afterwork | m3 | 1 | 1 | 0 | 0 | 0 | 0
Above NGL Filling if Any
| Total | [6 empty] | 5227.1159
| Grave Filling | m3 | 1 | 1 | 0 | 0 | 0 | 0
| Total | [6 empty] | 0
Concrete works
Foundation
| Footing or raft | m3 | 1 | 1 | 32.1 | 23.43 | 0.8 |  | 890.4 | 875 | 121 | 120 |  | 0.1 | 0.1 | 76.3249 | 89.04 | 11.186 | 12.1 | 601.6824 | 700 | 88.848 | 96 | 1653.649 | 46.572 |  |  | 1627.103 | 184.848 | 1627.103
| lift pit concrete section 5-5 | m3 | 1 | 1
| lift pit concrete section 6-6 | m3 | 1 | 1
| Total | [14 empty] | 76.3249 | 89.04 | 11.186 | 12.1 | 601.6824 | 700 | 88.848 | 96 | 1653.649 | 46.572 |  |  | 1627.103 | 184.848 | 1627.103 |  | 0 | 0 |  | 0 | 0
Stub column or pedestals
Column
| C1 | m3 | 1 | 11 | 0.4 | 0.8 | 6.15 | 3.52 | [11 empty] | 21.648 | 0 | 162.36 | 0 | [5 empty] | 162.36 | 3.52 |  | 17.6 | 0
| C2 | m3 | 1 | 7 | 0.4 | 0.8 | 6.15 | 2.24 | [11 empty] | 13.776 | 0 | 103.32 | 0 | [5 empty] | 103.32 | 2.24 |  | 11.2 | 0
| C3 | m3 | 1 | 2 | 0.4 | 0.9 | 6.15 | 0.72 | [11 empty] | 4.428 | 0 | 31.98 | 0 | [6 empty] | 0.72
| C4 | m3 | 1 | 2 | 0.4 | 0.75 | 6.15 | 0.6 | [11 empty] | 3.69 | 0 | 28.29 | 0 | [6 empty] | 0.6
| C5 | m3 | 1 | 6 | 0.5 | 0.9 | 6.15 | 2.7 | [11 empty] | 16.605 | 0 | 103.32 | 0 | [6 empty] | 2.7
| C* | m3 | 1 | 2 | 0.4 | 0.4 | 6.15 | 0.32 | [11 empty] | 1.968 | 0 | 19.68 | 0 | [6 empty] | 0.32
| Total |  |  | 30 | [11 empty] | 0 | 0 | 0 | 0 | 62.115 | 0 | 448.95 | 0 | 0 | 0 |  |  | 0 | 265.68 | 10.1 |  | 28.8 | 0 |  | 0 | 0
Stub column of GF
Column
| C1 | m3 | 1 | 11 | 0.4 | 0.8 | 4.35 | 3.52 | [11 empty] | 15.312 | 0 | 114.84 | 0 | [5 empty] | 114.84 | 3.52 |  | 17.6 | 0
| C2 | m3 | 1 | 7 | 0.4 | 0.8 | 4.35 | 2.24 | [11 empty] | 9.744 | 0 | 73.08 | 0 | [5 empty] | 73.08 | 2.24 |  | 11.2 | 0
| C3 | m3 | 1 | 2 | 0.4 | 0.9 | 4.35 | 0.72 | [11 empty] | 3.132 | 0 | 22.62 | 0 | [6 empty] | 0.72
| C4 | m3 | 1 | 2 | 0.4 | 0.75 | 4.35 | 0.6 | [11 empty] | 2.61 | 0 | 20.01 | 0 | [6 empty] | 0.6
| C5 | m3 | 1 | 6 | 0.5 | 0.9 | 4.35 | 2.7 | [11 empty] | 11.745 | 0 | 73.08 | 0 | [6 empty] | 2.7
| C* | m3 | 1 | 2 | 0.4 | 0.4 | 4.35 | 0.32 | [11 empty] | 1.392 | 0 | 13.92 | 0 | [6 empty] | 0.32
| Total |  |  | 30 | [11 empty] | 0 | 0 | 0 | 0 | 43.935 | 0 | 317.55 | 0 | 0 | 0 |  |  | 0 | 187.92 | 10.1 |  | 28.8 | 0 |  | 0 | 0
Stub column of 1st to PH
Column
| C1 | m3 | 6 | 11 | 0.4 | 0.8 | 3.3 | 21.12 | [11 empty] | 69.696 | 0 | 522.72 | 0 | [5 empty] | 522.72 | 21.12 |  | 105.6 | 0
| C2 | m3 | 6 | 7 | 0.4 | 0.8 | 3.3 | 13.44 | [11 empty] | 44.352 | 0 | 332.64 | 0 | [5 empty] | 332.64 | 13.44 |  | 67.2 | 0
| C3 | m3 | 6 | 2 | 0.4 | 0.9 | 3.3 | 4.32 | [11 empty] | 14.256 | 0 | 102.96 | 0 | [6 empty] | 4.32
| C4 | m3 | 6 | 2 | 0.4 | 0.75 | 3.3 | 3.6 | [11 empty] | 11.88 | 0 | 91.08 | 0 | [6 empty] | 3.6
| C5 | m3 | 6 | 6 | 0.5 | 0.9 | 3.3 | 16.2 | [11 empty] | 53.46 | 0 | 332.64 | 0 | [6 empty] | 16.2
| C* | m3 | 6 | 2 | 0.4 | 0.4 | 3.3 | 1.92 | [11 empty] | 6.336 | 0 | 63.36 | 0 | [6 empty] | 1.92
| Total |  |  | 30 | [11 empty] | 0 | 0 | 0 | 0 | 199.98 | 0 | 1445.4 | 0 | 0 | 0 |  |  | 0 | 855.36 | 60.6 |  | 172.8 | 0 |  | 0 | 0
Stub column of 1.5m
Column
| C1 | m3 | 6 | 11 | 0.4 | 0.8 | 1.5 | 21.12 | [11 empty] | 31.68 | 0 | 237.6 | 0 | [5 empty] | 237.6 | 21.12 |  | 105.6 | 0
| C2 | m3 | 6 | 7 | 0.4 | 0.8 | 1.5 | 13.44 | [11 empty] | 20.16 | 0 | 151.2 | 0 | [5 empty] | 151.2 | 13.44 |  | 67.2 | 0
| C3 | m3 | 6 | 2 | 0.4 | 0.9 | 1.5 | 4.32 | [11 empty] | 6.48 | 0 | 46.8 | 0 | [6 empty] | 4.32
| C4 | m3 | 6 | 2 | 0.4 | 0.75 | 1.5 | 3.6 | [11 empty] | 5.4 | 0 | 41.4 | 0 | [6 empty] | 3.6
| C5 | m3 | 6 | 6 | 0.5 | 0.9 | 1.5 | 16.2 | [11 empty] | 24.3 | 0 | 151.2 | 0 | [6 empty] | 16.2
| C* | m3 | 6 | 2 | 0.4 | 0.4 | 1.5 | 1.92 | [11 empty] | 2.88 | 0 | 28.8 | 0 | [6 empty] | 1.92
| Total |  |  | 30 | [11 empty] | 0 | 0 | 0 | 0 | 90.9 | 0 | 657 | 0 | 0 | 0 |  |  | 0 | 388.8 | 60.6 |  | 172.8 | 0 |  | 0 | 0
RCC Wall Up to Grade Slab
12080X6150X250 mm
| 250mm thk wall W1 | m3 | 1 | 1 | 12.08 | 0.2 | 5.85 | [12 empty] | 14.1336 | 0 | 143.676 | 0 | [5 empty] | 143.676 | 2.416
| 250mm thk wall W2 | m3 | 1 | 2 | 2.25 | 0.2 | 5.85 | [12 empty] | 5.265 | 0 | 57.33 | 0 | [5 empty] | 57.33 | 0.9
| 250mm thk wall W3 | m3 | 1 | 1 | 13.8 | 0.2 | 5.85 | [12 empty] | 16.146 | 0 | 163.8 | 0 | [5 empty] | 163.8 | 2.76
| Deduction | m3 | 1 |  | 2.6 | 0.2 | 0.6 | [12 empty] | 0.312 | 0 | 0 | 0 | [5 empty] | 0 | 0.52
| Total | [14 empty] | 0 | 0 | 0 | 0 | 35.8566 | 0 | 364.806 | 0 | 0 | 0 |  |  | 0 | 364.806 | 6.596 |  |  |  |  | 0 | 0
RCC Wall
12080X6150X250 mm
| 250mm thk wall W1 | m3 | 1 | 1 | 12.08 | 0.2 | 30.25 | [12 empty] | 73.084 | 0 | 742.94 | 0 | [5 empty] | 742.94 | 2.416
| 250mm thk wall W2 | m3 | 1 | 2 | 2.25 | 0.2 | 27.25 | [12 empty] | 24.525 | 0 | 267.05 | 0 | [5 empty] | 267.05 | 0.9
| 250mm thk wall W3 | m3 | 1 | 1 | 13.8 | 0.2 | 30.25 | [12 empty] | 83.49 | 0 | 847 | 0 | [5 empty] | 847 | 2.76
| Deduction | m3 | 1 |  | 2.6 | 0.2 | 0.6 | [12 empty] | 0.312 | 0 | 0 | 0 | [5 empty] | 0 | 0.52
| Total | [14 empty] | 0 | 0 | 0 | 0 | 181.411 | 0 | 1856.99 | 0 | 0 | 0 |  |  | 0 | 1856.99 | 6.596 |  |  |  |  | 0 | 0
Retaining Wall
300 mm
| 300mm thk wall | m3 | 1 | 2 | 31.5 | 0.3 | 5.85 | [12 empty] | 110.565 | 0 | 744.12 | 0 | [5 empty] | 744.12 | 18.9
| 300mm thk wall | m3 | 1 | 2 | 23.43 | 0.3 | 5.85 | [12 empty] | 82.2393 | 0 | 555.282 | 0 | [5 empty] | 555.282 | 14.058
| Deduction | m3 | 0 | 0 | 2.6 | 0.2 | 0.6 | [12 empty] | 0 | 0 | 0 | 0 | [5 empty] | 0 | 0
| Total | [14 empty] | 0 | 0 | 0 | 0 | 192.8043 | 0 | 1299.402 | 0 | 0 | 0 |  |  | 0 | 1299.402 | 32.958 |  |  |  |  | 0 | 0
Plinth beam
| Externally | [24 empty] | EXT lvl AVG | GS thk | [6 empty] | Depth
| PB1-250X700mm | m3 | 1 | 1 | 4.2 | 0.25 | 0.6 | 1.05 | [5 empty] | 0 | 0 | 0 | 0 | 0 | 0 | 0.63 | 0 | 5.04 | 0 | #DIV/0! | 0 | 0.15 | 0.15 | 1.05 | 3.78 | 1.05 |  | 4.2 |  | 6.55 | 27.51
| PB1-250X700mm | m3 | 1 | 2 | 6.8 | 0.25 | 0.6 | 3.4 | [5 empty] | 0 | 0 | 0 | 0 | 0 | 0 | 2.04 | 0 | 16.32 | 0 | #DIV/0! | 0 | 0.15 | 0.15 | 3.4 | 12.24 | 3.4 |  | 13.6 |  | 6.55 | 89.08
| PB1-250X700mm | m3 | 1 | 2 | 0.95 | 0.25 | 0.6 | 0.475 | [5 empty] | 0 | 0 | 0 | 0 | 0 | 0 | 0.285 | 0 | 2.28 | 0 | #DIV/0! | 0 | 0.15 | 0.15 | 0.475 | 1.71 | 0.475 |  | 1.9 |  | 6.55 | 12.445
| PB1-250X700mm | m3 | 1 | 2 | 1 | 0.25 | 0.6 | 0.5 | [5 empty] | 0 | 0 | 0 | 0 | 0 | 0 | 0.3 | 0 | 2.4 | 0 | #DIV/0! | 0 | 0.15 | 0.15 | 0.5 | 1.8 | 0.5 |  | 2 |  | 6.55 | 13.1
| PB1-250X700mm | m3 | 1 | 2 | 1.1 | 0.25 | 0.6 | 0.55 | [5 empty] | 0 | 0 | 0 | 0 | 0 | 0 | 0.33 | 0 | 2.64 | 0 | #DIV/0! | 0 | 0.15 | 0.15 | 0.55 | 1.98 | 0.55 |  | 2.2 |  | 6.55 | 14.41
| PB2-400X700mm | m3 | 1 | 4 | 2.2 | 0.4 | 0.6 | 3.52 | [5 empty] | 0 | 0 | 0 | 0 | 0 | 0 | 2.112 | 0 | 10.56 | 0 | #DIV/0! | 0 | 0.15 | 0.15 | 3.52 | 7.92 | 3.52 |  | 8.8 |  | 6.55 | 57.64
| PB2-400X700mm | m3 | 1 | 1 | 6.79 | 0.4 | 0.6 | 2.716 | [5 empty] | 0 | 0 | 0 | 0 | 0 | 0 | 1.6296 | 0 | 8.148 | 0 | #DIV/0! | 0 | 0.15 | 0.15 | 2.716 | 6.111 | 2.716 |  | 6.79 |  | 6.55 | 44.4745
| PB2-400X700mm | m3 | 1 | 1 | 6.64 | 0.4 | 0.6 | 2.656 | [5 empty] | 0 | 0 | 0 | 0 | 0 | 0 | 1.5936 | 0 | 7.968 | 0 | #DIV/0! | 0 | 0.15 | 0.15 | 2.656 | 5.976 | 2.656 |  | 6.64 |  | 6.55 | 43.492
| PB2-400X700mm | m3 | 1 | 2 | 3.4 | 0.4 | 0.6 | 2.72 | [5 empty] | 0 | 0 | 0 | 0 | 0 | 0 | 1.632 | 0 | 8.16 | 0 | #DIV/0! | 0 | 0.15 | 0.15 | 2.72 | 6.12 | 2.72 |  | 6.8 |  | 6.55 | 44.54
Internally
| PB1-200X600mm | m3 | 0 | 0 | 0 | 0 | 0 | [6 empty] | 0 | 0 | 0 | 0 | 0 | 0 | 0 | 0 | 0 | 0 | #DIV/0! | 0 | 0.15 | 0.15 | 0 | 0 | 0 |  | 0 |  | 0 |  | 0
| Total | [14 empty] | 0 | 0 | 0 | 0 | 10.5522 | 0 | 63.516 | 0 | #DIV/0! | 0 |  |  | 17.587 | 47.637 | 17.587 |  | 52.93 | 0 |  | 346.6915 | 0
100mm thick grade slab
| over all plinth area | m3 | 1 | 1 | 31.5 | 23.51 | 0.1 | 74.0565 | 740.565 | 0 |  |  |  | 0 |  | 0 | 0 |  |  | 74.0565 | 0 |  |  | #DIV/0! | [7 empty] | 52.93 | 0 |  |  |  | 740.565 | 0
| Deduction of plinth area | m3 | 0 | 0 |  |  | 0 |  | -220.2 |  |  |  |  | 0 |  | 0 | 0 |  |  | 0 | 0 |  |  | #DIV/0! | [7 empty] | 0 | 0 |  |  |  | 0 | 0
| Deduction of Column area | m3 | 0 | 0 |  |  | 0 |  | -1.22 | 0 |  |  |  | 0 |  | 0 | 0 |  |  | 0 | 0 |  |  | #DIV/0! | [7 empty] | 28.8 | 0 |  |  |  | 0 | 0
| Total | [14 empty] | 0 | 0 | 0 | 0 | 74.0565 | 0 | 0 | 0 | #DIV/0! | 0 |  |  | 0 | 0 | 0 |  | 81.73 | 0 |  | 0 | 0 | 740.565 | 0
Total stair volume
Sections
External steps
| waste slab | m3 | 1 | 2 | 57.84 | 0.98 | 0.2 | [6 empty] | 0.1 |  | 11.3366 | 0 |  |  | 22.6733 | 0 |  |  | 113.3664
| steps | m3 | 1 | 322 | 0.15 | 0.98 | 0.15 | [12 empty] | 7.1001 | 0
| starter beam | m3 | 1 | 22 | 28.6 | 0.2 | 0.6 | [6 empty] | 0.1 |  | 12.584 | 0 |  |  | 75.504 | 0 | 755.04 | 0 | 125.84 | 0 | 0.15 | 0.15 | 125.84 | 566.28 | 125.84
| Landing | m3 | 1 | 36 | 2.6 | 1.04 | 0.8 | [6 empty] | 0.1 |  | 9.7344 | 0 |  |  | 77.8752 | 0 |  |  | 97.344 | [6 empty] | 1 | 4.68 | 0
| Total | [14 empty] | 33.655 | 0 | 0 | 0 | 183.1526 | 0 | 755.04 | 0 | 336.5504 | 0 |  |  | 125.84 | 566.28 | 125.84 |  | 4.68 | 0 |  | 0 | 0
DB1
| Externally | [24 empty] | EXT lvl AVG | GS thk | [6 empty] | Depth
| DB1-200X700mm | m3 | 1 | 1 | 4.74 | 0.2 | 0.4 | 0.948 | [5 empty] | 0 | 0 | 0.3792 | 0 | 0 | 0 | 0.3792 | 0 | 3.792 | 0 | #DIV/0! | 0 | 0.15 | 0.15 | 0.948 | 2.37 | 0.948 |  | 4.74 |  | 6.75 | 31.995
| DB1-200X700mm | m3 | 1 | 1 | 4.45 | 0.2 | 0.4 | 0.89 | [5 empty] | 0 | 0 | 0.356 | 0 | 0 | 0 | 0.356 | 0 | 3.56 | 0 | #DIV/0! | 0 | 0.15 | 0.15 | 0.89 | 2.225 | 0.89 |  | 4.45 |  | 6.75 | 30.0375
| DB1-200X700mm | m3 | 1 | 2 | 6.68 | 0.2 | 0.4 | 2.672 | [5 empty] | 0 | 0 | 1.0688 | 0 | 0 | 0 | 1.0688 | 0 | 10.688 | 0 | #DIV/0! | 0 | 0.15 | 0.15 | 2.672 | 6.68 | 2.672 |  | 13.36 |  | 6.75 | 90.18
| DB1-200X700mm | m3 | 1 | 1 | 5.25 | 0.2 | 0.4 | 1.05 | [5 empty] | 0 | 0 | 0.42 | 0 | 0 | 0 | 0.42 | 0 | 4.2 | 0 | #DIV/0! | 0 | 0.15 | 0.15 | 1.05 | 2.625 | 1.05 |  | 5.25 |  | 6.75 | 35.4375
| DB1-200X700mm | m3 | 1 | 1 | 4.2 | 0.2 | 0.4 | 0.84 | [5 empty] | 0 | 0 | 0.336 | 0 | 0 | 0 | 0.336 | 0 | 3.36 | 0 | #DIV/0! | 0 | 0.15 | 0.15 | 0.84 | 2.1 | 0.84 |  | 4.2 |  | 6.75 | 28.35
| DB1-200X700mm | m3 | 1 | 1 | 5.22 | 0.2 | 0.4 | 1.044 | [5 empty] | 0 | 0 | 0.4176 | 0 | 0 | 0 | 0.4176 | 0 | 4.176 | 0 | #DIV/0! | 0 | 0.15 | 0.15 | 1.044 | 2.61 | 1.044 |  | 5.22 |  | 6.75 | 35.235
| DB1-200X700mm | m3 | 1 | 2 | 0.95 | 0.2 | 0.4 | 0.38 | [5 empty] | 0 | 0 | 0.152 | 0 | 0 | 0 | 0.152 | 0 | 1.52 | 0 | #DIV/0! | 0 | 0.15 | 0.15 | 0.38 | 0.95 | 0.38 |  | 1.9 |  | 6.75 | 12.825
| DB1-200X700mm | m3 | 1 | 1 | 4.9 | 0.2 | 0.4 | 0.98 | [5 empty] | 0 | 0 | 0.392 | 0 | 0 | 0 | 0.392 | 0 | 3.92 | 0 | #DIV/0! | 0 | 0.15 | 0.15 | 0.98 | 2.45 | 0.98 |  | 4.9 |  | 6.75 | 33.075
| DB1-200X700mm | m3 | 1 | 2 | 6.5 | 0.2 | 0.4 | 2.6 | [5 empty] | 0 | 0 | 1.04 | 0 | 0 | 0 | 1.04 | 0 | 10.4 | 0 | #DIV/0! | 0 | 0.15 | 0.15 | 2.6 | 6.5 | 2.6 |  | 13 |  | 6.75 | 87.75
| DB1-200X700mm | m3 | 1 | 1 | 1 | 0.2 | 0.4 | 0.2 | [5 empty] | 0 | 0 | 0.08 | 0 | 0 | 0 | 0.08 | 0 | 0.8 | 0 | #DIV/0! | 0 | 0.15 | 0.15 | 0.2 | 0.5 | 0.2 |  | 1 |  | 6.75 | 6.75
| DB2-200X800mm | m3 | 1 | 2 | 3.86 | 0.2 | 0.5 | 1.544 | [5 empty] | 0 | 0 | 0.772 | 0 | 0 | 0 | 0.772 | 0 | 7.72 | 0 | #DIV/0! | 0 | 0.15 | 0.15 | 1.544 | 5.404 | 1.544 |  | 7.72 |  | 6.65 | 51.338
| DB3-200X800mm | m3 | 1 | 2 | 2.1 | 0.2 | 0.5 | 0.84 | [5 empty] | 0 | 0 | 0.42 | 0 | 0 | 0 | 0.42 | 0 | 4.2 | 0 | #DIV/0! | 0 | 0.15 | 0.15 | 0.84 | 2.94 | 0.84 |  | 4.2 |  | 6.65 | 27.93
| CB1-200X700mm | m3 | 1 | 1 | 0.7 | 0.2 | 0.4 | 0.14 | [5 empty] | 0 | 0 | 0.056 | 0 | 0 | 0 | 0.056 | 0 | 0.56 | 0 | #DIV/0! | 0 | 0.15 | 0.15 | 0.14 | 0.35 | 0.14 |  | 0.7 |  | 6.75 | 4.725
Internally
| PB1-200X600mm | m3 | 0 | 0 | 0 | 0 | 0 | [6 empty] | 0 | 0 | 0 | 0 | 0 | 0 | 0 | 0 | 0 | 0 | #DIV/0! | 0 | 0.15 | 0.15 | 0 | 0 | 0 |  | 0 |  | 0 |  | 0
| Total | [14 empty] | 5.8896 | 0 | 0 | 0 | 5.8896 | 0 | 58.896 | 0 | #DIV/0! | 0 |  |  | 14.128 | 37.704 | 14.128 |  | 70.64 | 0 |  | 475.628 | 0
300mm thick grade slab
| over all plinth area | m3 | 1 | 1 | 33.3 | 23.51 | 0.3 | 234.8649 | 782.883 | 0 |  |  |  | 0 |  | 0 | 0 |  |  | 234.8649 | 0 | 722.283 |  | #DIV/0! | [7 empty] | 70.64 | 0 |  |  |  | 782.883 | 0
| Deduction of plinth area | m3 | 1 | 1 |  |  | 0 |  | 40.07 |  |  |  |  | 0 |  | 0 | 0 |  |  | 0 | 0 | 0 |  | #DIV/0! | [7 empty] | 0 | 0 |  |  |  | 0 | 0
| Deduction of Column area | m3 | 0 | 0 |  |  | 0 |  | 1.22 | 0 |  |  |  | 0 |  | 0 | 0 |  |  | 0 | 0 | 0 |  | #DIV/0! | [7 empty] | 0 | 0 |  |  |  | 0 | 0
| Total | [14 empty] | 0 | 0 | 0 | 0 | 234.8649 | 0 | 722.283 | 0 | #DIV/0! | 0 |  |  | 0 | 0 | 0 |  | 70.64 | 0 |  | 0 | 0 | 782.883 | 0
DB1
| Externally | [24 empty] | EXT lvl AVG | GS thk | [6 empty] | Depth
| DB1-200X700mm | m3 | 1 | 1 | 4.74 | 0.2 | 0.4 | [6 empty] | 0 | 0 | 0.3792 | 0 | 0 | 0 | 0.3792 | 0 | 3.792 | 0 | #DIV/0! | 0 | 0.15 | 0.15 | 0.948 | 2.37 | 0.948 |  | 4.74 |  | 6.75 | 31.995
| DB1-200X700mm | m3 | 1 | 1 | 4.45 | 0.2 | 0.4 | [6 empty] | 0 | 0 | 0.356 | 0 | 0 | 0 | 0.356 | 0 | 3.56 | 0 | #DIV/0! | 0 | 0.15 | 0.15 | 0.89 | 2.225 | 0.89 |  | 4.45 |  | 6.75 | 30.0375
| DB1-200X700mm | m3 | 1 | 2 | 6.68 | 0.2 | 0.4 | [6 empty] | 0 | 0 | 1.0688 | 0 | 0 | 0 | 1.0688 | 0 | 10.688 | 0 | #DIV/0! | 0 | 0.15 | 0.15 | 2.672 | 6.68 | 2.672 |  | 13.36 |  | 6.75 | 90.18
| DB1-200X700mm | m3 | 1 | 1 | 5.25 | 0.2 | 0.4 | [6 empty] | 0 | 0 | 0.42 | 0 | 0 | 0 | 0.42 | 0 | 4.2 | 0 | #DIV/0! | 0 | 0.15 | 0.15 | 1.05 | 2.625 | 1.05 |  | 5.25 |  | 6.75 | 35.4375
| DB1-200X700mm | m3 | 1 | 2 | 0.95 | 0.2 | 0.4 | [6 empty] | 0 | 0 | 0.152 | 0 | 0 | 0 | 0.152 | 0 | 1.52 | 0 | #DIV/0! | 0 | 0.15 | 0.15 | 0.38 | 0.95 | 0.38 |  | 1.9 |  | 6.75 | 12.825
| DB1-200X700mm | m3 | 1 | 1 | 1 | 0.2 | 0.4 | [6 empty] | 0 | 0 | 0.08 | 0 | 0 | 0 | 0.08 | 0 | 0.8 | 0 | #DIV/0! | 0 | 0.15 | 0.15 | 0.2 | 0.5 | 0.2 |  | 1 |  | 6.75 | 6.75
| DB2-200X800mm | m3 | 1 | 2 | 3.86 | 0.2 | 0.5 | [6 empty] | 0 | 0 | 0.772 | 0 | 0 | 0 | 0.772 | 0 | 7.72 | 0 | #DIV/0! | 0 | 0.15 | 0.15 | 1.544 | 5.404 | 1.544 |  | 7.72 |  | 6.65 | 51.338
| DB3-200X800mm | m3 | 1 | 2 | 2.1 | 0.2 | 0.5 | [6 empty] | 0 | 0 | 0.42 | 0 | 0 | 0 | 0.42 | 0 | 4.2 | 0 | #DIV/0! | 0 | 0.15 | 0.15 | 0.84 | 2.94 | 0.84 |  | 4.2 |  | 6.65 | 27.93
| DB3-200X800mm | m3 | 1 | 1 | 1.11 | 0.2 | 0.5 | [6 empty] | 0 | 0 | 0.111 | 0 | 0 | 0 | 0.111 | 0 | 1.11 | 0 | #DIV/0! | 0 | 0.15 | 0.15 | 0.222 | 0.777 | 0.222 |  | 1.11 |  | 6.65 | 7.3815
| CB2-200X800mm | m3 | 1 | 2 | 1.2 | 0.2 | 0.5 | [6 empty] | 0 | 0 | 0.24 | 0 | 0 | 0 | 0.24 | 0 | 2.4 | 0 | #DIV/0! | 0 | 0.15 | 0.15 | 0.48 | 1.68 | 0.48 |  | 2.4 |  | 6.65 | 15.96
0
| Internally | [14 empty] | 0
| PB1-200X600mm | m3 | 0 | 0 | 0 | 0 | 0 | [6 empty] | 0 | 0 | 0 | 0 | 0 | 0 | 0 | 0 | 0 | 0 | #DIV/0! | 0 | 0.15 | 0.15 | 0 | 0 | 0 |  | 0 |  | 0 |  | 0
| Total | [14 empty] | 3.999 | 0 | 0 | 0 | 3.999 | 0 | 39.99 | 0 | #DIV/0! | 0 |  |  | 9.226 | 26.151 | 9.226 |  | 46.13 | 0 |  | 309.8345 | 0
300mm thick grade slab
| over all plinth area | m3 | 1 | 1 | 33.3 | 23.51 | 0.3 | 234.8649 | 782.883 | 0 |  |  |  | 0 |  | 0 | 0 |  |  | 234.8649 | 0 |  |  | #DIV/0! | [7 empty] | 46.13 | 0 |  |  |  | 782.883 | 0
| Deduction of plinth area | m3 | 1 | 1 |  |  | 0 |  | 7.15 |  |  |  |  | 0 |  | 0 | 0 |  |  | 0 | 0 |  |  | #DIV/0! | [7 empty] | 0 | 0 |  |  |  | 0 | 0
| Deduction of Column area | m3 | 0 | 0 |  |  | 0 |  | 10.22 | 0 |  |  |  | 0 |  | 0 | 0 |  |  | 0 | 0 |  |  | #DIV/0! | [7 empty] | 5.22 | 0 |  |  |  | 0 | 0
| Total | [14 empty] | 0 | 0 | 0 | 0 | 234.8649 | 0 | 0 | 0 | #DIV/0! | 0 |  |  | 0 | 0 | 0 |  | 51.35 | 0 |  | 0 | 0 | 782.883 | 0
Thickning of slab
| Below grade slab thickning of slab | m3 | 0 | 0 | 0 | 0 | 0 | [12 empty] | 0 | 0
| Total | [14 empty] | 0 | 0 | 0 | 0 | 0 | 0 | 0 | 0 | 0 | 0 |  |  | 0 | 0 | 0 |  | 0 | 0 |  | 0 | 0
DB1
| Externally | [24 empty] | EXT lvl AVG | GS thk | [6 empty] | Depth
| DB1-200X700mm | m3 | 1 | 6 | 4.74 | 0.2 | 0.4 | [6 empty] | 0 | 0 | 2.2752 | 0 | 0 | 0 | 2.2752 | 0 | 22.752 | 0 | #DIV/0! | 0 | 0.15 | 0.15 | 5.688 | 14.22 | 5.688 |  | 28.44 |  | 6.75 | 191.97
| DB1-200X700mm | m3 | 1 | 6 | 4.45 | 0.2 | 0.4 | [6 empty] | 0 | 0 | 2.136 | 0 | 0 | 0 | 2.136 | 0 | 21.36 | 0 | #DIV/0! | 0 | 0.15 | 0.15 | 5.34 | 13.35 | 5.34 |  | 26.7 |  | 6.75 | 180.225
| DB1-200X700mm | m3 | 1 | 12 | 6.68 | 0.2 | 0.4 | [6 empty] | 0 | 0 | 6.4128 | 0 | 0 | 0 | 6.4128 | 0 | 64.128 | 0 | #DIV/0! | 0 | 0.15 | 0.15 | 16.032 | 40.08 | 16.032 |  | 80.16 |  | 6.75 | 541.08
| DB1-200X700mm | m3 | 1 | 6 | 5.25 | 0.2 | 0.4 | [6 empty] | 0 | 0 | 2.52 | 0 | 0 | 0 | 2.52 | 0 | 25.2 | 0 | #DIV/0! | 0 | 0.15 | 0.15 | 6.3 | 15.75 | 6.3 |  | 31.5 |  | 6.75 | 212.625
| DB1-200X700mm | m3 | 1 | 12 | 0.95 | 0.2 | 0.4 | [6 empty] | 0 | 0 | 0.912 | 0 | 0 | 0 | 0.912 | 0 | 9.12 | 0 | #DIV/0! | 0 | 0.15 | 0.15 | 2.28 | 5.7 | 2.28 |  | 11.4 |  | 6.75 | 76.95
| DB1-200X700mm | m3 | 1 | 6 | 1 | 0.2 | 0.4 | [6 empty] | 0 | 0 | 0.48 | 0 | 0 | 0 | 0.48 | 0 | 4.8 | 0 | #DIV/0! | 0 | 0.15 | 0.15 | 1.2 | 3 | 1.2 |  | 6 |  | 6.75 | 40.5
| DB2-200X800mm | m3 | 1 | 12 | 3.86 | 0.2 | 0.5 | [6 empty] | 0 | 0 | 4.632 | 0 | 0 | 0 | 4.632 | 0 | 46.32 | 0 | #DIV/0! | 0 | 0.15 | 0.15 | 9.264 | 32.424 | 9.264 |  | 46.32 |  | 6.65 | 308.028
| DB2-200X800mm | m3 | 1 | 6 | 2.7 | 0.2 | 0.5 | [8 empty] | 1.62
| DB3-200X800mm | m3 | 1 | 12 | 2.1 | 0.2 | 0.5 | [6 empty] | 0 | 0 | 2.52 | 0 | 0 | 0 | 2.52 | 0 | 25.2 | 0 | #DIV/0! | 0 | 0.15 | 0.15 | 5.04 | 17.64 | 5.04 |  | 25.2 |  | 6.65 | 167.58
| DB3-200X800mm | m3 | 1 | 6 | 1.11 | 0.2 | 0.5 | [6 empty] | 0 | 0 | 0.666 | 0 | 0 | 0 | 0.666 | 0 | 6.66 | 0 | #DIV/0! | 0 | 0.15 | 0.15 | 1.332 | 4.662 | 1.332 |  | 6.66 |  | 6.65 | 44.289
| CB2-200X800mm | m3 | 1 | 24 | 1.2 | 0.2 | 0.5 | [6 empty] | 0 | 0 | 2.88 | 0 | 0 | 0 | 2.88 | 0 | 28.8 | 0 | #DIV/0! | 0 | 0.15 | 0.15 | 5.76 | 20.16 | 5.76 |  | 28.8 |  | 6.65 | 191.52
0
| Internally | [14 empty] | 0
| PB1-200X600mm | m3 | 0 | 0 | 0 | 0 | 0 | [6 empty] | 0 | 0 | 0 | 0 | 0 | 0 | 0 | 0 | 0 | 0 | #DIV/0! | 0 | 0.15 | 0.15 | 0 | 0 | 0 |  | 0 |  | 0 |  | 0
| Total | [14 empty] | 27.054 | 0 | 0 | 0 | 25.434 | 0 | 254.34 | 0 | #DIV/0! | 0 |  |  | 58.236 | 166.986 | 58.236 |  | 291.18 | 0 |  | 1954.767 | 0
300mm thick grade slab
| over all plinth area | m3 | 1 | 6 | 33.3 | 23.51 | 0.3 | 1409.1894 | 4697.298 | 0 |  |  |  | 0 |  | 0 | 0 |  |  | 1409.1894 | 0 |  |  | #DIV/0! | [7 empty] | 291.18 | 0 |  |  |  | 4697.298 | 0
| Deduction of plinth area | m3 | 1 | 1 |  |  | 0 |  | 42.9 |  |  |  |  | 0 |  | 0 | 0 |  |  | 0 | 0 |  |  | #DIV/0! | [7 empty] | 0 | 0 |  |  |  | 0 | 0
| Deduction of Column area | m3 | 0 | 0 |  |  | 0 |  | 61.32 | 0 |  |  |  | 0 |  | 0 | 0 |  |  | 0 | 0 |  |  | #DIV/0! | [7 empty] | 0 | 0 |  |  |  | 0 | 0
| Total | [14 empty] | 0 | 0 | 0 | 0 | 1409.1894 | 0 | 0 | 0 | #DIV/0! | 0 |  |  | 0 | 0 | 0 |  | 291.18 | 0 |  | 0 | 0 | 4697.298 | 0
DB1
| Externally | [24 empty] | EXT lvl AVG | GS thk | [6 empty] | Depth
| DB1-200X700mm | m3 | 1 | 2 | 0.95 | 0.2 | 0.4 | [6 empty] | 0 | 0 | 0 | 0 | 0 | 0 | 0.152 | 0 | 1.52 | 0 | #DIV/0! | 0 | 0.15 | 0.15 | 0.38 | 0.95 | 0.38 |  | 1.9 |  | 6.75 | 12.825
| DB1-200X700mm | m3 | 1 | 1 | 1 | 0.2 | 0.4 | [6 empty] | 0 | 0 | 0 | 0 | 0 | 0 | 0.08 | 0 | 0.8 | 0 | #DIV/0! | 0 | 0.15 | 0.15 | 0.2 | 0.5 | 0.2 |  | 1 |  | 6.75 | 6.75
| DB3-200X800mm | m3 | 1 | 2 | 2.1 | 0.2 | 0.5 | [6 empty] | 0 | 0 | 0 | 0 | 0 | 0 | 0.42 | 0 | 4.2 | 0 | #DIV/0! | 0 | 0.15 | 0.15 | 0.84 | 2.94 | 0.84 |  | 4.2 |  | 6.65 | 27.93
Internally
| PB1-200X600mm | m3 | 0 | 0 | 0 | 0 | 0 | [6 empty] | 0 | 0 | 0 | 0 | 0 | 0 | 0 | 0 | 0 | 0 | #DIV/0! | 0 | 0.15 | 0.15 | 0 | 0 | 0 |  | 0 |  | 0 |  | 0
| Total | [14 empty] | 0 | 0 | 0 | 0 | 0.652 | 0 | 6.52 | 0 | #DIV/0! | 0 |  |  | 1.42 | 4.39 | 1.42 |  | 7.1 | 0 |  | 47.505 | 0
300mm thick grade slab
| over all plinth area | m3 | 1 | 2 | 5.34 | 2.6 | 0.2 | 5.5536 | 27.768 | 0 |  |  |  | 0 |  | 0 | 0 |  |  | 5.5536 | 0 |  |  | #DIV/0! | [7 empty] | 7.1 | 0 |  |  |  | 27.768 | 0
| Deduction of plinth area | m3 | 1 | 1 |  |  | 0 | [6 empty] | 0 |  | 0 | 0 |  |  | 0 | 0 |  |  | #DIV/0! | [7 empty] | 0 | 0 |  |  |  | 0 | 0
| Deduction of Column area | m3 | 0 | 0 |  |  | 0 |  |  | 0 |  |  |  | 0 |  | 0 | 0 |  |  | 0 | 0 |  |  | #DIV/0! | [7 empty] | 31.5 | 0 |  |  |  | 0 | 0
| Total | [14 empty] | 0 | 0 | 0 | 0 | 5.5536 | 0 | 0 | 0 | #DIV/0! | 0 |  |  | 0 | 0 | 0 |  | 38.6 | 0 |  | 0 | 0 | 27.768 | 0
Thickning of slab
| Below grade slab thickning of slab | m3 | 0 | 0 | 0 | 0 | 0 | [12 empty] | 0 | 0
| Total | [14 empty] | 0 | 0 | 0 | 0 | 0 | 0 | 0 | 0 | 0 | 0 |  |  | 0 | 0 | 0 |  | 0 | 0 |  | 0 | 0
Sections
External steps
| waste slab | m3 | 0 | 0 | 0 | 0 | 0 | [6 empty] | 0.1 |  | 0 | 0 |  |  | 0 | 0 |  |  | 0
| steps | m3 | 0 | 0 | 0 | 0 | 0 | [12 empty] | 0 | 0
| starter beam | m3 | 0 | 0 | 0 | 0 | 0 | [6 empty] | 0.1 |  | 0 | 0 |  |  | 0 | 0 | 0 | 0 | 0 | 0 | 0.15 | 0.15 | 0 | 0 | 0
| Landing | m3 | 0 | 0 | 0 | 0 | 0 | [6 empty] | 0.1 |  | 0 | 0 |  |  | 0 | 0 |  |  | 0 | [6 empty] | 1 | 0 | 0
| Total | [14 empty] | 0 | 0 | 0 | 0 | 0 | 0 | 0 | 0 | 0 | 0 |  |  | 0 | 0 | 0 |  | 0 | 0 |  | 0 | 0
Ramps
| ramp | m3 | 0 | 0 | 0 | 0 | 0 | [6 empty] | 0.1 | 0.1 | 0 | 0 | 0 | 0 | 0 | 0 |  |  | 0 | [6 empty] | 1 | 0 | 0
| Total | [14 empty] | 0 | 0 | 0 | 0 | 0 | 0 | 0 | 0 | 0 | 0 |  |  | 0 | 0 | 0 |  | 0 | 0 |  | 0 | 0
| Treanch | [25 empty] | GS thk
| Base | m3 | 0 | 0 | 0 | 0 | 0 | [6 empty] | 0.1 | 0.1 | 0 | 0 | 0 | 0 | 0 | 0 | 0 | 0 | 0 | 0 |  |  | 0 | 0 | 0
| side walls | m3 | 0 | 0 | 0 | 0 | 0 | [12 empty] | 0 | 0 | 0 | 0 |  |  |  | 0.15 |  | 0 |  |  | 0 | 0
| Total | [14 empty] | 0 | 0 | 0 | 0 | 0 | 0 | 0 | 0 | 0 | 0 |  |  | 0 | 0 | 0 |  | 0 | 0 |  | 0 | 0
Pile
| Pile type | Pile dia | Pile area | Pile depth | Pile concrete volume | Pile nos | Concrete volume
| Circular pile | 500 | 0.19635 | 8 | 1.5708 | 39 | 61.2612
Capping Beam
| C BEAM | m3 | 1 | 1 | 0.5 | 0.7 | 22.43 | 7.8505
Holding Tank
| Slab | m3 | 1 | 1 | 5.2 | 3.98 | 0.25 | 5.174 | [11 empty] | 5.174 | 0 | 4.59 | 0 | [5 empty] | 4.59 | 20.696
| 300mm thk wall | m3 | 1 | 1 | 18.36 | 3.75 | 0.3 | 20.655 | [11 empty] | 20.655 | 0 | 13.266 | 0 | [5 empty] | 13.266 | 68.85
| Total | [14 empty] | 0 | 0 | 0 | 0 | 25.829 | 0 | 17.856 | 0 | 0 | 0 |  |  | 0 | 17.856 | 89.546 |  |  |  |  | 0 | 0
FireTank
| Slab | m3 | 1 | 1 | 4.05 | 3.98 | 0.25 | 4.0297 | [11 empty] | 4.0297 | 0 | 4.015 | 0 | [5 empty] | 4.015 | 16.119
| 300mm thk wall | m3 | 1 | 1 | 16.06 | 3.75 | 0.3 | 18.0675 | [11 empty] | 18.0675 | 0 | 11.886 | 0 | [5 empty] | 11.886 | 60.225
| Total | [14 empty] | 0 | 0 | 0 | 0 | 22.0972 | 0 | 15.901 | 0 | 0 | 0 |  |  | 0 | 15.901 | 76.344 |  |  |  |  | 0 | 0
P.C.C work
| Below footng or raft | m3 | 1 | 1 | 165.3649 |  |  | 165.3649
| Below plinth beams | m3 | 1 | 1 | 0 |  |  | 0
| Grade slab | m3 | 1 | 1 | 0 |  |  | 0
| steps | m3 | 1 | 1 | 0 |  |  | 0
| ramp | m3 | 1 | 1 | 0 |  |  | 0
| Trench | m3 | 1 | 1 | 0 |  |  | 0
| Total | [6 empty] | 165.3649
RCC works
| Footing or Raft | m3 | 1 | 1 | 1301.6824 |  |  | 1301.6824
| Basement column | m3 | 1 | 1 | 62.115 |  |  | 62.115
| RCC wall | m3 | 1 | 1 | 181.411 |  |  | 181.411
| Plinth beams | m3 | 1 | 1 | 10.5522 |  |  | 10.5522
| steps | m3 | 1 | 1 | 0 |  |  | 0
| ramp | m3 | 1 | 1 | 0 |  |  | 0
| Trench | m3 | 1 | 1 | 0 |  |  | 0
| Thickning of slab | m3 | 1 | 1 | 0 |  |  | 0
| Total | [6 empty] | 1555.7606
| Grade slab | m3 | 1 | 1 | 74.0565 |  |  | 74.0565
| Total | [6 empty] | 74.0565
Formworks
Sides of P.C.C
| Footing or Raft | m2 | 1 | 1 | 23.286 |  |  | 23.286
| Plinth beams | m2 | 1 | 1 | 0 |  |  | 0
| steps | m2 | 1 | 1 | 0 |  |  | 0
| ramp | m2 | 1 | 1 | 0 |  |  | 0
| Trench | m2 | 1 | 1 | 0 |  |  | 0
| Total | [6 empty] | 23.286
Sides of RCC
| Footing or Raft | m2 | 1 | 1 | 184.848 |  |  | 184.848
| Stub column | m2 | 1 | 1 | 448.95 |  |  | 448.95
| DEDUCTION OF rcc WALL AREA | m2 | -1 | 1 | 12.4 |  | 5.6 | -69.44
| RCC Walls | m2 | 1 | 1 | 1856.99 |  |  | 1856.99
| Plinth beams | m2 | 1 | 1 | 63.516 |  |  | 63.516
| steps | m2 | 1 | 1 | 0 |  |  | 0
| ramp | m2 | 1 | 1 | 0 |  |  | 0
| Trench | m2 | 1 | 1 | 0 |  |  | 0
| Total | [6 empty] | 2484.864
BRC mesh
| At grade slab | m2 | 0 | 0 | 740.565 |  |  | 0
| Total | [6 empty] | 0
| Masonry wall | m2 | 1 | 1 | 346.6915 |  |  | 346.6915
| Total | [6 empty] | 346.6915
RCC sides water proofing and Top of RCC
| Footing or raft sides | m2 | 1 | 1 | 1811.951 |  |  | 1811.951
| Top of Footing and bottom | m2 | 1 | 1 | 1627.103 |  |  | 1627.103
| Stub column | m2 | 1 | 1 | 0 |  |  | 0
| RCC Walls | m2 | 1 | 1 | 121 |  | 5.6 | 677.6
| Plinth beams | m2 | 1 | 1 | 47.637 |  |  | 47.637
| steps | m2 | 1 | 1 | 0 |  |  | 0
| ramp | m2 | 1 | 1 | 0 |  |  | 0
| Trench | m2 | 1 | 1 | 0 |  |  | 0
| Top of Footing | m2 | 1 | 1 | 1627.103 |  |  | 1627.103
| Deduction of Column area | m2 | -1 | 1 | 10.1 |  |  | -10.1
| Total | [6 empty] | 5781.294
Masonry wall water proofing
| Sub structure wall | m2 | 1 | 2 | 346.6915 |  |  | 693.383
| Total | [6 empty] | 693.383
150mm thick filler board
| between plinth and grade slab | m | 1 | 1 | 81.73 |  |  | 81.73
| steps | m | 1 | 1 | 0 |  |  | 0
| ramp | m | 1 | 1 | 0 |  |  | 0
| Trench | m | 1 | 1 | 0 |  |  | 0
| Total | [6 empty] | 81.73
Anti termite treatment
| Plinth area | m2 | 1 | 1 | 875 |  |  | 875
| Total | [6 empty] | 875
Super structure
GF
| C1 | m3 | 1 | 11 | 0.4 | 0.8 | 4.35 | 15.312 | [13 empty] | 114.84 | 0
| C2 | m3 | 1 | 7 | 0.4 | 0.8 | 4.35 | 9.744 | [13 empty] | 73.08 | 0
| C3 | m3 | 1 | 2 | 0.4 | 0.9 | 4.35 | 3.132 | [13 empty] | 22.62 | 0
| C4 | m3 | 1 | 2 | 0.4 | 0.75 | 4.35 | 2.61 | [13 empty] | 20.01 | 0
| C5 | m3 | 1 | 6 | 0.5 | 0.9 | 4.35 | 11.745 | [13 empty] | 73.08 | 0
| C* | m3 | 1 | 2 | 0.4 | 0.4 | 4.35 | 1.392 | [13 empty] | 13.92 | 0
1F TO 5F
| C1 | m3 | 1 | 55 | 0.4 | 0.8 | 4.35 | 76.56 | [13 empty] | 574.2 | 0
| C2 | m3 | 1 | 35 | 0.4 | 0.8 | 4.35 | 48.72 | [13 empty] | 365.4 | 0
| C3 | m3 | 1 | 10 | 0.4 | 0.9 | 4.35 | 15.66 | [13 empty] | 113.1 | 0
| C4 | m3 | 1 | 10 | 0.4 | 0.75 | 4.35 | 13.05 | [13 empty] | 100.05 | 0
| C5 | m3 | 1 | 30 | 0.5 | 0.9 | 4.35 | 58.725 | [13 empty] | 365.4 | 0
| C* | m3 | 1 | 10 | 0.4 | 0.4 | 4.35 | 6.96 | [13 empty] | 69.6 | 0
pent house floor
| C1 | m3 | 1 | 11 | 0.4 | 0.8 | 4.35 | 15.312 | [13 empty] | 114.84 | 0
| C2 | m3 | 1 | 7 | 0.4 | 0.8 | 4.35 | 9.744 | [13 empty] | 73.08 | 0
| C3 | m3 | 1 | 2 | 0.4 | 0.9 | 4.35 | 3.132 | [13 empty] | 22.62 | 0
| C4 | m3 | 1 | 2 | 0.4 | 0.75 | 4.35 | 2.61 | [13 empty] | 20.01 | 0
| C5 | m3 | 1 | 6 | 0.5 | 0.9 | 4.35 | 11.745 | [13 empty] | 73.08 | 0
| C* | m3 | 1 | 2 | 0.4 | 0.4 | 4.35 | 1.392 | [13 empty] | 13.92 | 0
RCC Wall
GF
| CW1 | m3 | 1 | 1 | 13.8 | 0.2 | 4.75 | 13.11 | [13 empty] | 131.1
| Deduction | m3 | -1 | 2 | 1.2 | 0.2 | 2.2 | -1.056 | [13 empty] | -10.56
FF to PH
| CW1 | m3 | 1 | 6 | 13.8 | 0.2 | 3.3 | 54.648 | [13 empty] | 546.48
| Deduction | m3 | -1 | 12 | 1.2 | 0.2 | 2.2 | -6.336 | [13 empty] | -63.36
head room
| CW1 | m3 | 1 | 1 | 13.8 | 0.2 | 2.85 | 7.866 | [13 empty] | 78.66
| Deduction | m3 | -1 | 2 | 1.2 | 0.2 | 2.2 | -1.056 | [13 empty] | -10.56
| Total | [6 empty] | 67.176 | [13 empty] | 671.76
Slab
GF floor slab
| 250mm thick pt slab | m3 | 1 | 1 | 705 |  | 0.25 | 176.25 | [13 empty] | 705 | 0
| S1 | m3 | 1 | 1 | 48.6 |  | 0.14 | 6.804 | [13 empty] | 48.6 | 0
| S2 | m3 | 1 | 1 | 5.3 |  | 0.16 | 0.848 | [13 empty] | 5.3 | 0
| CS1 | m3 | 1 | 1 | 9.6 |  | 0.18 | 1.728 | [13 empty] | 9.6 | 0
First floor
| 275mm thick pt slab | m3 | 1 | 1 | 882 |  | 0.275 | 242.55 | [13 empty] | 882 | 0
2nd to 5th
| 275mm thick pt slab | m3 | 1 | 4 | 850 |  | 0.275 | 935 | [13 empty] | 3400 | 0
penthouse floor
| 275mm thick pt slab | m3 | 1 | 1 | 850 |  | 0.275 | 233.75 | [13 empty] | 850 | 0
penthouse roof
| 260mm thick pt slab | m3 | 1 | 1 | 771 |  | 0.26 | 200.46 | [13 empty] | 771 | 0
| S1 | m3 | 1 | 1 | 11.7 |  | 0.14 | 1.638 | [13 empty] | 11.7 | 0
Head room
| S1 | m3 | 1 | 1 | 12.4 |  | 0.14 | 1.736 | [13 empty] | 12.4 | 0
| S3 | m3 | 1 | 1 | 6.6 |  | 0.2 | 1.32 | [13 empty] | 6.6 | 0
| CS2 | m3 | 1 | 1 | 8.9 |  | 0.22 | 1.958 | [13 empty] | 8.9 | 0
| Total | [6 empty] | 1804.042 | [13 empty] | 6711.1 | 0
Lintels
| W1-500X500 mm | m3 | 1 | 1 |  |  |  | 43.431 | [13 empty] | 0 | 0
| Total | [6 empty] | 43.431 | [13 empty] | 0 | 0
Staircase
Basement
| Waste slab | m3 | 1 | 2 | 12.6 | 1.2 | 0.25 | 7.56 | [13 empty] | 30.24
| steps | m3 | 1 | 2 | 43.2 | 0.15 | 0.15 | 1.944 | [13 empty] | 12.96
| first landing | m3 | 1 | 2 | 1.2 | 1.2 | 0.25 | 0.72 | [13 empty] | 2.88
| Mid landing | m3 | 1 | 2 | 2.4 | 1.2 | 0.25 | 1.44 | [13 empty] | 5.76
| Floor landing | m3 | 1 | 2 | 4.5 | 1.2 | 0.25 | 2.7 | [13 empty] | 10.8
GF
| Waste slab | m3 | 6 | 2 | 9.1 | 1.25 | 0.25 | 34.125 | [13 empty] | 136.5
| steps | m3 | 6 | 2 | 32.5 | 0.15 | 0.15 | 8.775 | [13 empty] | 9.75
| landings | m3 | 6 | 16 | 1.25 | 1.25 | 0.25 | 37.5 | [13 empty] | 150
head room
| Waste slab | m3 | 1 | 2 | 9.1 | 1.25 | 0.25 | 5.6875 | [13 empty] | 22.75
| steps | m3 | 1 | 2 | 32.5 | 0.15 | 0.15 | 1.4625 | [13 empty] | 9.75
| landings | m3 | 1 | 16 | 1.25 | 1.25 | 0.25 | 6.25 | [13 empty] | 25
| Total | [6 empty] | 108.164 | [13 empty] | 416.39
equipments
| water tank pdestals | m3 | 1 | 1 | 110 |  | 0.4 | 44
| Dish antina | m3 | 1 | 5 | 1.2 | 1.2 | 0.2 | 1.44
| duct wall | m3 | 1 | 1 | 10 | 0.2 | 1 | 2
| Total | [6 empty] | 47.44
Base unit
| GF | Rm | 1 | 1 | 1.8 |  |  | 1.8
| FF to fifth floor | Rm | 1 | 1 | 52.5 |  |  | 52.5
| penthouse floor | Rm | 1 | 1 | 44.9 |  |  | 44.9
| Total | [6 empty] | 99.2
louvers 50X100 mm
| front elevation | Rm | 1 | 1 | 35 |  |  | 35
| right elevation | Rm | 1 | 1 | 7.5 |  |  | 7.5
| left elevation | Rm | 1 | 1 | 0 |  |  | 0
| rear elevation | Rm | 1 | 1 | 35 |  |  | 35
| Total | [6 empty] | 77.5
louvers 30X80 mm
| front elevation | Rm | 1 | 8 | 2 |  |  | 16
| right elevation | Rm | 1 | 0 | 0 |  |  | 0
| left elevation | Rm | 1 | 0 | 0 |  |  | 0
| rear elevation | Rm | 1 | 8 | 2 |  |  | 16
| Total | [6 empty] | 32
Supply & fixing of CNC METAL SCREEN - UNEQUAL SIZES GARDEX WHITE PAINT FINISH ANTI RUST (MATT) ANTI GLOSS including supports, etc., all complete as per detailed drawings and as specified (As per elevation drawings)
louvers 30X80 mm
| front elevation | Rm | 1 | 14 | 2 |  |  | 28
| right elevation | Rm | 1 | 0 | 0 |  |  | 0
| left elevation | Rm | 1 | 0 | 0 |  |  | 0
| rear elevation | Rm | 1 | 14 | 2 |  |  | 28
| Total | [6 empty] | 168
Thermal and moisture proetction
| top of roof | m2 | 1 | 1 | 752 |  |  | 752
| Total | [6 empty] | 752
| -Ditto upstands | m2 | 1 | 1 | 232 |  | 0.35 | 81.2
| Column and pedestals | m2 | 1 | 1 | 60 |  | 0.35 | 21
| Total | [6 empty] | 102.2
hand railinmg
| staircase | m | 1 | 1 | 4 |  |  | 4
| Total | [6 empty] | 4
Balcony Glass Railing
| frist floor to 5th floor | m | 1 | 5 | 26 |  |  | 130
| penthouse floor | m | 1 | 1 | 23 |  |  | 23
| Total | [6 empty] | 153
PT slab
| Basement floor | m2 | 1 | 1 | 705 |  |  | 705
| GF | m2 | 1 | 1 | 881 |  |  | 881
| First floor to fifth floor | m2 | 1 | 5 | 849 |  |  | 4245
| penthouse floor | m2 | 1 | 1 | 770 |  |  | 770
| Total | [6 empty] | 6601
Internal staircase
Floor mounted
| Basemetn to ground floor | Rm | 1 | 1 | 24 |  |  | 24
| Basemetn to ground floor | Rm | 1 | 1 | 16.4 |  |  | 16.4
| GF | Rm | 2 | 2 | 11.5 |  |  | 46
| First floor to penthouse | Rm | 2 | 6 | 8.7 |  |  | 104.4
| First floor to penthouse | Rm | 1 | 1 | 8.7 |  |  | 8.7
| Total | [6 empty] | 199.5
Wall mounted
| Basemetn to ground floor | Rm | 1 | 2 | 15.8 |  |  | 31.6
| Basemetn to ground floor | Rm | 1 | 2 | 15.8 |  |  | 31.6
| GF | Rm | 2 | 2 | 14.6 |  |  | 58.4
| First floor to penthouse | Rm | 2 | 6 | 14.6 |  |  | 175.2
| First floor to penthouse | Rm | 1 | 1 | 14.6 |  |  | 14.6
| Total | [6 empty] | 311.4
Concrete elements
| Front elevation | m2 | 1 | 12 | 7.5 |  |  | 90
| Rear elevation | m2 | 1 | 12 | 7.5 |  |  | 90
| Total | [6 empty] | 180

## Bill No. 4 Ancillary
BILL NO. 4 - ANCILLARY
Holding Tank
ITEM | ITEM DESCRIPTION |  | QTY. | UNIT | RATE | AMOUNT | Calculated Qty
REF. | [5 empty] | ( R.O. )
CIVIL WORKS
Holding tank & Fire Tank
Concrete Work
SRC reinforced pre-mixed cement concrete, Grade 40N/mm² as specified including placing, vibrating, curing and cube tests, etc.,
A |  | Base, wall, slab | 47.9262 | m3 | 19.75 | 946.5434 | 47.9262
Formwork
B |  | Base, wall, slab | 33.757 | m2 | 2 | 67.514 | 33.757
Reinforcement Works
High yield steel deformed bar reinforcement BS 4449 (Grade Fe 500) of all including cutting, bending, fixing in position, binding wire, chairs, spacers, extra bars at cutouts/opening and protection against rusting etc as per structural drawing and schedule
C |  | 8mm - 32mm diameter bars | 4914.756 | Kgs | 0.295 | 1449.853 | 4914.756
Moisture Protection
External between two RCC for floor and wall
D |  | Waterproofing and filler board | 33.757 | m2 | 3.6 | 121.5252 | 33.757
internally waterproofing to holding tank
E |  | internal waterproofing to holding tank | 33.757 | m2 | 2 | 67.514 | 33.757
F |  | Water bars | 34.42 | m | 2 | 68.84 | 34.42
G |  | Manhole cover | 4 | No | 45 | 180 | 4
|  | To Collection |  |  | R.O.
2901.7897
|  | TOTAL FOR BILL NO.4 ANCILLARY- CARRIED TO GENERAL SUMMARY |  |  | R.O.
2901.7897

## Bill No.5 Electrical & ELV
BILL NO. 5 - Electrical & ELV
ITEM | ITEM DESCRIPTION |  | QTY. | UNIT | RATE | AMOUNT
REF. | [5 empty] | ( R.O. )
ELECTRICAL INSTALLATION
MAINS INSTALLATIONS
SUB MAINS INSTALLATIONS
Supply and install LV panels with control gear, as specified, complete with volt selection switches, voltmeters, indicator lamps , all as shown on drawings. Complete all in accordance with standard OES-4 specifications.
1 |  | Feeder pillar | 1 | Nr. |  | 0
2 |  | MDB -1 | 1 | Nr. | 1857 | 1857
3 |  | MDB -2 | 1 | Nr. | 1307 | 1307
4 |  | MDB -3 | 1 | Nr. | 1203 | 1203
EARTHING
1 |  | Earthing as per MEDC sandard ,as specified to LV power supply and distribution installtion including necessary accessories (Civil work not included) | 1 | L/S | 150 | 150
2 |  | Rubber mat for Electrical room | 1 | L/S | 80 | 80
To Collection
|  | To Collection |  |  | R.O. | 4597
ELECTRICAL INSTALLATION (CONT'D.)
Supply and install quipment and control gear, as specified and detailed on drawing. Including cable (not measured separately) & cable terminations, cable trays from proposed panel to Distribution Board Complete all in accordance with drawings and standard OES-4 specifications.
Distribution Board
GROUND FLOOR
1 |  | DB GC - 16 WAY TPN | 1 | Nr. |  | 0
2 |  | DB SH 1 - 14 WAY SPN | 1 | Nr. |  | 0
3 |  | DB SH 2 - 14 WAY SPN | 1 | Nr. |  | 0
4 |  | DB SH 3 - 14 WAY SPN | 1 | Nr. |  | 0
5 |  | DB SH 4 - 14 WAY SPN | 1 | Nr. |  | 0
6 |  | DB SH 5 - 14 WAY SPN | 1 | Nr. |  | 0
7 |  | DB SH 6 - 14 WAY SPN | 1 | Nr. |  | 0
8 |  | DB SH 7 - 14 WAY SPN | 1 | Nr. |  | 0
9 |  | DB SH 8 - 14 WAY SPN | 1 | Nr. |  | 0
10 |  | DB SH 9 - 14 WAY SPN | 1 | Nr. |  | 0
11 |  | DB SH 10 - 14 WAY SPN | 1 | Nr. |  | 0
12 |  | DB SH 11 - 14 WAY SPN | 1 | Nr. |  | 0
13 |  | DB SH 12 - 14 WAY SPN | 1 | Nr. |  | 0
14 |  | DB SH 13 - 14 WAY SPN | 1 | Nr. |  | 0
15 |  | DB SH 14 - 14 WAY SPN | 1 | Nr. |  | 0
16 |  | DB SH 15 - 14 WAY SPN | 1 | Nr. |  | 0
17 |  | DB SH 16 - 14 WAY SPN | 1 | Nr. |  | 0
18 |  | DB SH 17 - 14 WAY SPN | 1 | Nr. |  | 0
FIRST FLOOR TO FIFTH FLOOR
1 |  | DB-1F1 - 16 WAY SPN (TYP) | 5 | Nr. |  | 0
2 |  | DB-1F2 - 16 WAY SPN (TYP) | 5 | Nr. |  | 0
3 |  | DB-1F3 - 16 WAY SPN (TYP) | 5 | Nr. |  | 0
4 |  | DB-1F4 - 16 WAY SPN (TYP) | 5 | Nr. |  | 0
5 |  | DB-1F5 - 16 WAY SPN (TYP) | 5 | Nr. |  | 0
6 |  | DB-1F6 - 16 WAY SPN (TYP) | 5 | Nr. |  | 0
7 |  | DB-1F7 - 8 WAY TPN (TYP) | 5 | Nr. |  | 0
8 |  | DB-1F8 - 8 WAY TPN (TYP) | 5 | Nr. |  | 0
9 |  | DB-1F9 - 8 WAY TPN (TYP) | 5 | Nr. |  | 0
To Collection
|  | To Collection |  |  | R.O. | 0
PENT HOUSE FLOOR
1 |  | DB-PF1 - 8 WAY TPN | 1 | Nr. |  | 0
2 |  | DB-PF2 - 8 WAY TPN | 1 | Nr. |  | 0
3 |  | DB-PF3 - 8 WAY TPN | 1 | Nr. |  | 0
4 |  | DB-PF4 - 8 WAY TPN | 1 | Nr. |  | 0
5 |  | DB-PF5 - 8 WAY TPN | 1 | Nr. |  | 0
6 |  | DB-PF6 - 8 WAY TPN | 1 | Nr. |  | 0
7 |  | DB-PF7 - 8 WAY TPN | 1 | Nr. |  | 0
8 |  | DB-PF8 - 8 WAY TPN | 1 | Nr. |  | 0
9 |  | DB-PF9 - 8 WAY TPN | 1 | Nr. |  | 0
To Collection
|  | To Collection |  |  | R.O. | 7337
ELECTRICAL INSTALLATION (CONT'D.)
LV CABLES
Conductors and Cables
Power supply distribution copper cables with earth continuity cable surface fixed in cable ladders/ trays / direct burried in ground / laid in iPVC ducts with approved supports or/and laid in floor service trenches, as specified to complete installation with terminations at both ends; complete all as specified and detailed on drawings and specification.
FROM FEEDER PILLAR
1 |  | 4C X 240 sqmm XLPE/SWA/PVC/Cu Cable + 1C X 120 sqmm ECC from Feeder Pillar to MDB-01,02 & 03 | 200 | M | 38 | 7600
DISTRIBUTION CABLES
FROM MDB - 01
1 |  | 4C X 25 SQMM XLPE Cable + 1C X 16 SQMM Y/G ECC for DB-GC | 13 | M | 8.7 | 113.1
2 |  | 4C X 25 SQMM XLPE Cable + 1C X 16 SQMM Y/G ECC for Mech. Parking | 34 | M | 8.7 | 295.8
3 |  | 4C X 16 SQMM XLPE Cable + 1C X 16 SQMM Y/G ECC for Lift 1 & 2 | 130 | M | 4.5 | 585
4 |  | 4C X 10 SQMM XLPE Cable + 1C X 10 SQMM Y/G ECC for Fire Pump | 15 | M | 3.5 | 52.5
5 |  | 4C X 6 SQMM XLPE Cable + 1C X 6 SQMM Y/G ECC for Tran. Pump | 20 | M | 3.27 | 65.4
6 |  | 4C X 4 SQMM XLPE Cable + 1C X 4 SQMM Y/G ECC for Booster Pump | 63 | M | 2.56 | 161.28
7 |  | 2C X 35 sqmm XLPE/PVC/Cu Cable + 1C X 16 sqmm Y/G ECC for DB-SH1 | 13 | M | 6.65 | 86.45
8 |  | 2C X 35 sqmm XLPE/PVC/Cu Cable + 1C X 16 sqmm Y/G ECC for DB-SH2 | 20 | M | 6.65 | 133
9 |  | 2C X 35 sqmm XLPE/PVC/Cu Cable + 1C X 16 sqmm Y/G ECC for DB-SH3 | 14 | M | 6.65 | 93.1
10 |  | 2C X 35 sqmm XLPE/PVC/Cu Cable + 1C X 16 sqmm Y/G ECC for DB-SH4 | 18 | M | 6.65 | 119.7
11 |  | 2C X 35 sqmm XLPE/PVC/Cu Cable + 1C X 16 sqmm Y/G ECC for DB-SH5 | 21 | M | 6.65 | 139.65
12 |  | 2C X 35 sqmm XLPE/PVC/Cu Cable + 1C X 16 sqmm Y/G ECC for DB-SH6 | 24 | M | 6.65 | 159.6
13 |  | 2C X 35 sqmm XLPE/PVC/Cu Cable + 1C X 16 sqmm Y/G ECC for DB-SH7 | 27 | M | 6.65 | 179.55
14 |  | 2C X 35 sqmm XLPE/PVC/Cu Cable + 1C X 16 sqmm Y/G ECC for DB-SH8 | 33 | M | 6.65 | 219.45
15 |  | 2C X 35 sqmm XLPE/PVC/Cu Cable + 1C X 16 sqmm Y/G ECC for DB-SH9 | 40 | M | 6.65 | 266
16 |  | 2C X 35 sqmm XLPE/PVC/Cu Cable + 1C X 16 sqmm Y/G ECC for DB-SH10 | 30 | M | 6.65 | 199.5
17 |  | 2C X 35 sqmm XLPE/PVC/Cu Cable + 1C X 16 sqmm Y/G ECC for DB-SH11 | 35 | M | 6.65 | 232.75
18 |  | 2C X 35 sqmm XLPE/PVC/Cu Cable + 1C X 16 sqmm Y/G ECC for DB-SH12 | 32 | M | 6.65 | 212.8
19 |  | 2C X 35 sqmm XLPE/PVC/Cu Cable + 1C X 16 sqmm Y/G ECC for DB-SH13 | 32 | M | 6.65 | 212.8
20 |  | 2C X 35 sqmm XLPE/PVC/Cu Cable + 1C X 16 sqmm Y/G ECC for DB-SH14 | 28 | M | 6.65 | 186.2
21 |  | 2C X 35 sqmm XLPE/PVC/Cu Cable + 1C X 16 sqmm Y/G ECC for DB-SH15 | 23 | M | 6.65 | 152.95
22 |  | 2C X 35 sqmm XLPE/PVC/Cu Cable + 1C X 16 sqmm Y/G ECC for DB-SH16 | 20 | M | 6.65 | 133
23 |  | 2C X 35 sqmm XLPE/PVC/Cu Cable + 1C X 16 sqmm Y/G ECC for DB-SH17 | 16 | M | 6.65 | 106.4
24 |  | 2C X 35 sqmm XLPE/PVC/Cu Cable + 1C X 16 sqmm Y/G ECC for DB-1F1 | 21 | M | 6.65 | 139.65
25 |  | 2C X 35 sqmm XLPE/PVC/Cu Cable + 1C X 16 sqmm Y/G ECC for DB-1F2 | 21 | M | 6.65 | 139.65
26 |  | 2C X 35 sqmm XLPE/PVC/Cu Cable + 1C X 16 sqmm Y/G ECC for DB-1F3 | 35 | M | 6.65 | 232.75
27 |  | 2C X 35 sqmm XLPE/PVC/Cu Cable + 1C X 16 sqmm Y/G ECC for DB-1F4 | 38 | M | 6.65 | 252.7
28 |  | 2C X 35 sqmm XLPE/PVC/Cu Cable + 1C X 16 sqmm Y/G ECC for DB-1F5 | 38 | M | 6.65 | 252.7
29 |  | 2C X 35 sqmm XLPE/PVC/Cu Cable + 1C X 16 sqmm Y/G ECC for DB-1F6 | 38 | M | 6.65 | 252.7
30 |  | 4C X 25 SQMM XLPE Cable + 1C X 16 SQMM Y/G ECC for DB-1F7 | 41 | M | 8.7 | 356.7
31 |  | 4C X 25 SQMM XLPE Cable + 1C X 16 SQMM Y/G ECC for DB-1F8 | 36 | M | 8.7 | 313.2
32 |  | 4C X 25 SQMM XLPE Cable + 1C X 16 SQMM Y/G ECC for DB-1F9 | 28 | M | 8.7 | 243.6
33 |  | 2C X 35 sqmm XLPE/PVC/Cu Cable + 1C X 16 sqmm Y/G ECC for DB-2F1 | 26 | M | 6.65 | 172.9
34 |  | 2C X 35 sqmm XLPE/PVC/Cu Cable + 1C X 16 sqmm Y/G ECC for DB-2F2 | 26 | M | 6.65 | 172.9
To Collection
|  | To Collection |  |  | R.O. | 14235.43
FROM MDB - 02
1 |  | 2C X 35 sqmm XLPE/PVC/Cu Cable + 1C X 16 sqmm Y/G ECC for DB-2F3 | 40 | M | 6.65 | 266
2 |  | 2C X 35 sqmm XLPE/PVC/Cu Cable + 1C X 16 sqmm Y/G ECC for DB-2F4 | 43 | M | 6.65 | 285.95
3 |  | 2C X 35 sqmm XLPE/PVC/Cu Cable + 1C X 16 sqmm Y/G ECC for DB-2F5 | 43 | M | 6.65 | 285.95
4 |  | 2C X 35 sqmm XLPE/PVC/Cu Cable + 1C X 16 sqmm Y/G ECC for DB-2F6 | 43 | M | 6.65 | 285.95
5 |  | 4C X 25 SQMM XLPE Cable + 1C X 16 SQMM Y/G ECC for DB-2F7 | 46 | M | 8.7 | 400.2
6 |  | 4C X 25 SQMM XLPE Cable + 1C X 16 SQMM Y/G ECC for DB-2F8 | 41 | M | 8.7 | 356.7
7 |  | 4C X 25 SQMM XLPE Cable + 1C X 16 SQMM Y/G ECC for DB-2F9 | 33 | M | 8.7 | 287.1
8 |  | 2C X 35 sqmm XLPE/PVC/Cu Cable + 1C X 16 sqmm Y/G ECC for DB-3F1 | 31 | M | 6.65 | 206.15
9 |  | 2C X 35 sqmm XLPE/PVC/Cu Cable + 1C X 16 sqmm Y/G ECC for DB-3F2 | 31 | M | 6.65 | 206.15
10 |  | 2C X 35 sqmm XLPE/PVC/Cu Cable + 1C X 16 sqmm Y/G ECC for DB-3F3 | 45 | M | 6.65 | 299.25
11 |  | 2C X 35 sqmm XLPE/PVC/Cu Cable + 1C X 16 sqmm Y/G ECC for DB-3F4 | 48 | M | 6.65 | 319.2
12 |  | 2C X 35 sqmm XLPE/PVC/Cu Cable + 1C X 16 sqmm Y/G ECC for DB-3F5 | 48 | M | 6.65 | 319.2
13 |  | 2C X 35 sqmm XLPE/PVC/Cu Cable + 1C X 16 sqmm Y/G ECC for DB-3F6 | 48 | M | 6.65 | 319.2
14 |  | 4C X 25 SQMM XLPE Cable + 1C X 16 SQMM Y/G ECC for DB-3F7 | 51 | M | 8.7 | 443.7
15 |  | 4C X 25 SQMM XLPE Cable + 1C X 16 SQMM Y/G ECC for DB-3F8 | 46 | M | 8.7 | 400.2
16 |  | 4C X 25 SQMM XLPE Cable + 1C X 16 SQMM Y/G ECC for DB-3F9 | 38 | M | 8.7 | 330.6
17 |  | 2C X 35 sqmm XLPE/PVC/Cu Cable + 1C X 16 sqmm Y/G ECC for DB-4F1 | 36 | M | 6.65 | 239.4
18 |  | 2C X 35 sqmm XLPE/PVC/Cu Cable + 1C X 16 sqmm Y/G ECC for DB-4F2 | 36 | M | 6.65 | 239.4
19 |  | 2C X 35 sqmm XLPE/PVC/Cu Cable + 1C X 16 sqmm Y/G ECC for DB-4F3 | 50 | M | 6.65 | 332.5
20 |  | 2C X 35 sqmm XLPE/PVC/Cu Cable + 1C X 16 sqmm Y/G ECC for DB-4F4 | 53 | M | 6.65 | 352.45
21 |  | 2C X 35 sqmm XLPE/PVC/Cu Cable + 1C X 16 sqmm Y/G ECC for DB-4F5 | 53 | M | 6.65 | 352.45
22 |  | 2C X 35 sqmm XLPE/PVC/Cu Cable + 1C X 16 sqmm Y/G ECC for DB-4F6 | 53 | M | 6.65 | 352.45
23 |  | 4C X 25 SQMM XLPE Cable + 1C X 16 SQMM Y/G ECC for DB-4F7 | 56 | M | 8.7 | 487.2
To Collection
|  | To Collection |  |  | R.O. | 7367.35
FROM SMDB - 03
1 |  | 4C X 25 SQMM XLPE Cable + 1C X 16 SQMM Y/G ECC for DB-4F8 | 51 | M | 8.7 | 443.7
2 |  | 4C X 25 SQMM XLPE Cable + 1C X 16 SQMM Y/G ECC for DB-4F9 | 43 | M | 8.7 | 374.1
3 |  | 2C X 35 sqmm XLPE/PVC/Cu Cable + 1C X 16 sqmm Y/G ECC for DB-5F1 | 41 | M | 6.65 | 272.65
4 |  | 2C X 35 sqmm XLPE/PVC/Cu Cable + 1C X 16 sqmm Y/G ECC for DB-5F2 | 41 | M | 6.65 | 272.65
5 |  | 2C X 35 sqmm XLPE/PVC/Cu Cable + 1C X 16 sqmm Y/G ECC for DB-5F3 | 55 | M | 6.65 | 365.75
6 |  | 2C X 35 sqmm XLPE/PVC/Cu Cable + 1C X 16 sqmm Y/G ECC for DB-5F4 | 58 | M | 6.65 | 385.7
7 |  | 2C X 35 sqmm XLPE/PVC/Cu Cable + 1C X 16 sqmm Y/G ECC for DB-5F5 | 58 | M | 6.65 | 385.7
8 |  | 2C X 35 sqmm XLPE/PVC/Cu Cable + 1C X 16 sqmm Y/G ECC for DB-5F6 | 58 | M | 6.65 | 385.7
9 |  | 4C X 25 SQMM XLPE Cable + 1C X 16 SQMM Y/G ECC for DB-5F7 | 61 | M | 8.7 | 530.7
10 |  | 4C X 25 SQMM XLPE Cable + 1C X 16 SQMM Y/G ECC for DB-5F8 | 56 | M | 8.7 | 487.2
11 |  | 4C X 25 SQMM XLPE Cable + 1C X 16 SQMM Y/G ECC for DB-5F9 | 48 | M | 8.7 | 417.6
12 |  | 2C X 35 sqmm XLPE/PVC/Cu Cable + 1C X 16 sqmm Y/G ECC for DB-PF1 | 46 | M | 6.65 | 305.9
13 |  | 2C X 35 sqmm XLPE/PVC/Cu Cable + 1C X 16 sqmm Y/G ECC for DB-PF2 | 46 | M | 6.65 | 305.9
14 |  | 2C X 35 sqmm XLPE/PVC/Cu Cable + 1C X 16 sqmm Y/G ECC for DB-PF3 | 60 | M | 6.65 | 399
15 |  | 2C X 35 sqmm XLPE/PVC/Cu Cable + 1C X 16 sqmm Y/G ECC for DB-PF4 | 63 | M | 6.65 | 418.95
16 |  | 2C X 35 sqmm XLPE/PVC/Cu Cable + 1C X 16 sqmm Y/G ECC for DB-PF5 | 63 | M | 6.65 | 418.95
17 |  | 2C X 35 sqmm XLPE/PVC/Cu Cable + 1C X 16 sqmm Y/G ECC for DB-PF6 | 63 | M | 6.65 | 418.95
18 |  | 4C X 25 SQMM XLPE Cable + 1C X 16 SQMM Y/G ECC for DB-PF7 | 66 | M | 8.7 | 574.2
19 |  | 4C X 25 SQMM XLPE Cable + 1C X 16 SQMM Y/G ECC for DB-PF8 | 61 | M | 8.7 | 530.7
20 |  | 4C X 25 SQMM XLPE Cable + 1C X 16 SQMM Y/G ECC for DB-PF9 | 53 | M | 8.7 | 461.1
To Collection
|  | To Collection |  |  | R.O. | 8155.1
CABLE TERMINATION
Supply and Installtion of Cable Termination
1 |  | 1C X 630 sqmm XLPE/AWA/PVC/Cu Cable | 21 | Nr |  | 0
2 |  | 4C X 240 sqmm XLPE/SWA/PVC/Cu Cable + 1C X 120 sqmm ECC | 80 | Nr |  | 0
3 |  | 4C X 25 sqmm XLPE/PVC/Cu Cable + 1C X 16 sqmm ECC | 220 | Nr |  | 0
4 |  | 4C X 16 sqmm XLPE/PVC/Cu Cable + 1C X 10 sqmm ECC | 30 | Nr |  | 0
5 |  | 4C X 10 sqmm XLPE/PVC/Cu Cable + 1C X 10 sqmm ECC | 20 | Nr |  | 0
6 |  | 4C X 6 sqmm XLPE/PVC/Cu Cable + 1C X 6 sqmm ECC | 20 | Nr |  | 0
7 |  | 4C X 4 sqmm XLPE/PVC/Cu Cable + 1C X 4 sqmm ECC | 20 | Nr |  | 0
8 |  | 2C X 35 sqmm XLPE/PVC/Cu Cable + 1C X 16 sqmm ECC | 362 | Nr |  | 500
CABLE TRAY
Supply and Installtion of GI cable Tray including,threared rod,nut,washers as per the approved dwg
1 |  | 600 x 100 mm GI Cable Tray | 172 | M | 16.3 | 2803.6
1 |  | 150 x 100 mm GI Cable Tray | 17 | M | 8.5 | 144.5
To Collection
|  | To Collection |  |  | R.O. | 3448.1
LIGHTING
Supply & Installation of LIGHT FITTINGS as per the approved dwg
1 |  | T1 - 41W LED Recessed mounted Square Luminare | 208 | Nr | 10 | 2080
2 |  | T2 - 35W LED Surface mounted Luminare | 70 | Nr | 10 | 700
3 |  | T3 - 28W LED Down Lights Recessed Luminare IP20 | 17 | Nr | 13 | 221
4 |  | T4 - 28W LED Down Lights Recessed Luminare IP65 | 473 | Nr | 14 | 6622
5 |  | T5 - 1x19W LED Side Wall Mounted Luminare IP65 | 29 | Nr | 14 | 406
6 |  | T6 - 22W LED Surface mounted Luminare | 113 | Nr | 12 | 1356
7 |  | T7 - 4Arms Chandilier Deecorative | 257 | Nr | 17 | 4369
8 |  | T8 - 9W LED Mirror Lights Luminare IP44 | 140 | Nr | 11 | 1540
9 |  | Calling Bell | 59 | Nr | 2.05 | 120.95
To Collection
|  | To Collection |  |  | R.O. | 17414.95
LIGHTING INSTALLATIONS (Cable and Conduits)
Supply intallation, testing & commisioning of the Light points complete with conduits, wiring, junction boxes, cover plates, ceiling roses etc. as shown on drawing and specification.
1 |  | T1 - 41W LED Recessed mounted Square Luminare | 208 | Nr |  | 0
2 |  | T2 - 35W LED Surface mounted Luminare | 70 | Nr |  | 0
3 |  | T3 - 28W LED Down Lights Recessed Luminare IP20 | 17 | Nr |  | 0
4 |  | T4 - 28W LED Down Lights Recessed Luminare IP65 | 473 | Nr |  | 0
5 |  | T5 - 1x19W LED Side Wall Mounted Luminare IP65 | 29 | Nr |  | 0
6 |  | T6 - 22W LED Surface mounted Luminare | 113 | Nr |  | 0
7 |  | T7 - 4Arms Chandilier Deecorative | 257 | Nr |  | 0
8 |  | T8 - 9W LED Mirror Lights Luminare IP44 | 140 | Nr |  | 0
9 |  | Calling Bell | 59 | Nr |  | 0
To Collection
|  | To Collection |  |  | R.O. | 0
10 |  | Lighting switch - one way one gang | 172 | Nr. |  | 0
11 |  | Lighting switch - one way two gang | 174 | Nr. |  | 0
12 |  | Lighting switch - one way three gang | 210 | Nr. |  | 0
13 |  | Lighting switch - two way one gang | 47 | Nr. |  | 0
14 |  | Bell Push | 59 | Nr. |  | 0
15 |  | 3A Fused flex oulet for ex-fan | 130 | Nr. |  | 0
16 |  | 13A Single Switched Socket W/P | 325 | Nr. |  | 0
17 |  | 13A Twin Switched Socket | 151 | Nr. |  | 0
18 |  | 20A DP Switch with Indicator Lamp for WH | 151 | Nr. |  | 0
19 |  | 20A DP Switch with Indicator Lamp for A/C | 174 | Nr. |  | 0
20 |  | 20A Flexed outlet | 188 | Nr. |  | 0
21 |  | 30A WP DP Isolatoor for A/C Outdoor with weather proof protective stand | 34 | Nr. |  | 0
22 |  | 20A WP DP Isolatoor for A/C Outdoor with weather proof protective stand | 140 | Nr. |  | 0
23 |  | 20A WP TP Isolatoor for Booster Pump with weather proof protective stand | 1 | Nr. |  | 0
24 |  | 32A WP TP Isolatoor for Transfer Pump | 1 | Nr. |  | 0
25 |  | 45A WP TP Isolatoor for Fire Pump | 1 | Nr. |  | 0
26 |  | 63A WP TP Isolatoor for LIFT | 2 | Nr. |  | 0
27 |  | 63A WP TP Isolatoor for Mech. Parking | 1 | Nr. |  | 0
To Collection
|  | To Collection |  |  | R.O. | 0
ACCESSORIES
Supply and Installation of Accessories as per the approved dwg
1 |  | Lighting switch - one way one gang | 172 | Nr. | 0.5 | 86
2 |  | Lighting switch - one way two gang | 174 | Nr. | 0.7 | 121.8
3 |  | Lighting switch - one way three gang | 210 | Nr. | 1.1 | 231
4 |  | Lighting switch - two way one gang | 47 | Nr. | 0.8 | 37.6
5 |  | Bell Push | 59 | Nr. | 2 | 118
|  | 3A fuesed flux outlet for exhaust fan | 130 |  | 1.4 | 182
6 |  | 13A Single Switched Socket W/P | 325 | Nr. | 2.9 | 942.5
7 |  | 13A Twin Switched Socket | 151 | Nr. | 3.9 | 588.9
8 |  | 20A DP Switch with Indicator Lamp for WH | 151 | Nr. | 1.5 | 226.5
9 |  | 20A DP Switch with Indicator Lamp for A/C | 174 | Nr. | 1.5 | 261
10 |  | 20A Flexed outlet | 188 | Nr. | 1 | 188
11 |  | 30A WP DP Isolatoor for A/C Outdoor with weather proof protective stand | 34 | Nr. | 2.6 | 88.4
12 |  | 20A WP DP Isolatoor for A/C Outdoor with weather proof protective stand | 140 | Nr. | 1.6 | 224
13 |  | 20A WP TP Isolatoor for Booster Pump with weather proof protective stand | 1 | Nr. | 6.6 | 6.6
14 |  | 32A WP TP Isolatoor for Transfer Pump | 1 | Nr. | 1.8 | 1.8
15 |  | 45A WP TP Isolatoor for Fire Pump | 1 | Nr. | 2.4 | 2.4
16 |  | 63A WP TP Isolatoor for LIFT | 2 | Nr. | 3.1 | 6.2
17 |  | 63A WP TP Isolatoor for Mech. Parking | 1 | Nr. | 3.1 | 3.1
To Collection
|  | To Collection |  |  | R.O. | 3315.8
ELECTRICAL INSTALLATION (CONT'D.)
LIGHTNING PROTECTION SYSTEM INSTALLATIONS
Early Streamer Emission Lightning Protection System with necessary earth pits to achieve a value less than 10 Ohms for the building
Allow for Lightning protection installations, as required for the building
1 |  | 25 X 3 mm thick high conductivity copper conductor | 42 | Mtr | 6.8 | 285.6
2 |  | 20 mm Cu. Earth rod | 5 | Mtr | 29.35 | 146.75
3 |  | Teat clamps on down conductor | 60 | Nr. |  | 0
4 |  | Concrete test inspection pit | 3 | Nr. | 10.8 | 32.4
5 |  | Air terminal | 1 | Nr. | 34.6 | 34.6
EARTHING SYSTEM INSTALLATIONS
B |  | Allow for earthing the electrical installations, incoming mains cable, exposed pipe work, sanitary fittings and sundry equipment all as specified and in accordance with standards and IEE regulations, including all necessary earth pits, builders work accessories | 1 | Item |  | 0
To Collection
|  | To Collection |  |  | R.O. | 499.35
CCTV System (Cable and Conduit)
Cable and conduit in cocealed Installation as per the approved dwg
1 |  | PTZ Zoom IP Camera, 180degree, POE | 6 | Nr. | 20 | 120
2 |  | IP Day and Night Dome Camera, 180degree, POE | 6 | Nr. | 20 | 120
ACCESSORIES
Supply and Installtion of accessories and necessary fittings as per the approved dwg
1 |  | PTZ Zoom IP Camera, 180degree, POE | 6 | Nr. | 235 | 1410
2 |  | IP Day and Night Dome Camera, 180degree, POE | 6 | Nr. | 140 | 840
3 |  | 24 channel NVR with 8 TB Storage | 1 | Nr. | 85 | 85
4 |  | 24 port Managed 8023 at POE | 1 | Nr. | 80 | 80
5 |  | 24 port Patch Panel Loaded | 1 | Nr. | 22 | 22
6 |  | Cat 6 1 mtr Patch Cord | 8 | Nr. | 0.8 | 6.4
7 |  | 42U Rack | 1 | Nr. | 195 | 195
8 |  | 42" LED Monitor | 1 | Nr. | 70 | 70
9 |  | Work Station | 1 | Nr. | 100 | 100
10 |  | Installation,Testing and Commissioning | 1 | Nr. | 100 | 100
To Collection
|  | To Collection |  |  | R.O. | 3148.4
VIDEO DOOR PHONE
Cable and conduit in cocealed Installation as per the approved dwg
1 |  | Video Door Phone with POE switch (Indoor & Outdoor) | 59 | Nr. | 20 | 1180
ACCESSORIES
Supply and Installtion of accessories and necessary fittings as per the approved dwg
1 |  | Video Door Phone with POE switch (Indoor & Outdoor) | 59 | Nr. | 62 | 3658
2 |  | Testing and Commissioning | 1 | Nr. | 100 | 100
To Collection
|  | To Collection |  |  | R.O. | 4938
ELECTRICAL INSTALLATION (CONT'D.)
TELE/DATA SYSTEM
Cat6-A cable and conduit, Trunking to voice and data points, including terminations, in concealed installation, as specified suitable for installations.
1 |  | RJ-45 cat6-A single voice Outlet with different height. | 136 | Nr. | 2 | 272
2 |  | Telephone & Data DB | 2 | Nr. | 5 | 10
3 |  | Telephone and Data DB Juction box | 7 | Nr. | 5 | 35
ACCESSORIES
supply and Installations of Accesssories, complete; in accordance with drawings and specifications.
1 |  | RJ-45 cat6-A single voice Outlet with different height. | 136 | Nr. |  | 0
2 |  | 48 port poE edge switch | 3 | Nr. |  | 0
3 |  | cat6-A patch chords | 136 | Nr. |  | 0
4 |  | 1u brush panel | 6 | Nr. |  | 0
5 |  | 42 U rack for structured cabling system | 1 | Nr. |  | 0
6 |  | Allow for Active Equipments for complete operation of Data/Voice System | 1 | Item |  | 0
To Collection
|  | To Collection |  |  | R.O. | 317
ELECTRICAL INSTALLATION (CONT'D.)
TV & SATELLITE SYSTEM
Cable and conduit to voice and data points, including terminations, in concealed installation, as specified suitable for installations.
1 |  | TV Outlet | 136 | Nr. | 2.5 | 340
2 |  | TV Juction box | 8 | Nr. | 5 | 40
ACCESSORIES
supply and Installations of Accesssories, complete; in accordance with drawings and specifications.
1 |  | TV Outlet | 136 | Nr. |  | 0
2 |  | TV Juction box | 8 | Nr. |  | 0
3 |  | Multi switch / Video Distribution Box (12 input / 16 output) | 1 | Nr. |  | 0
4 |  | Satellite dish Arab/Euro/Nile sat | 1 | Nr. |  | 0
5 |  | TV Head End Equipment | 1 | Nr. |  | 0
6 |  | Testing and Commissioning | 1 | Nr. |  | 0
To Collection
|  | To Collection |  |  | R.O. | 380
ELECTRICAL INSTALLATION (CONT'D.)
Sundries associated with Electrical Engineering Installtion
1 |  | Setting out the works ,making position of holes,mortises,chases and the like as required | 1 | L/S |  | 0
2 |  | Cutting or forming holes,mortises,chases (finishes not included) | 1 | L/S |  | 0
3 |  | All supports.fixing,anchors,coupling,anti vibrating mounts and as required | 1 | L/S |  | 0
4 |  | All identification labels,plates,charts and identification of plant,equipments,Cables | 1 | L/S |  | 0
5 |  | All protective and dcorative painting to conduit,trunking,equipments | 1 | L/S |  | 0
6 |  | All necessary fire stopping to electrical services penetrations through walls floors ceilings | 1 | L/S |  | 0
7 |  | Testing and commissioning including operating all equipements and accessories and providing fuel and power | 1 | L/S |  | 0
8 |  | Providing necessary warranties for all electrical installation | 1 | L/S |  | 0
9 |  | As Built drawing and shop drawings | 1 | L/S |  | 0
10 |  | All builders work connection with the all of the electrica installation | 1 | L/S |  | 0
11 |  | Allow for providing all opearation and maintenance manuals | 1 | L/S |  | 0
12 |  | All fittings and accessories |  |  |  | 2500
To Collection
|  | To Collection |  |  | R.O. | 2500
|  | TOTAL FOR BILL NO.4 ANCILLARY- CARRIED TO GENERAL SUMMARY |  |  |  | 77653.48

## Bill No.6 Plumbing
BILL NO. 6 - Plumbing Installations
ITEM | ITEM DESCRIPTION |  | QTY. | UNIT | RATE | AMOUNT
REF. | [5 empty] | ( R.O. )
PLUMBING INSTALLATIONS
DRAINAGE INSTALLATIONS
DRAINAGE PIPING (BM & GF)
Supply, install; Unplasticized Polyvinyl chloride (uPVC) pipe; above ground confirming to BS 4514 for above ground and BS 4660 for below ground piping including all supports fittings, markings, excavation, bedding, backfilling, concrete encasement (where required).
1 |  | 200 mm diameter SP | 9 | M | 2.7 | 24.3
2 |  | 200 mm diameter WP | 9 | M | 2.7 | 24.3
3 |  | 110 mm diameter SP | 85.5 | M | 0.5 | 42.75
4 |  | 110 mm diameter WP | 97.5 | M | 0.5 | 48.75
5 |  | 110 mm Roding Eye | 15 | Nr | 0.6 | 9
STORM WATER SYSTEM
Supply, install; Unplasticized Polyvinyl chloride (uPVC) pipe; above ground confirming to BS 4514 for above groundBS 4660 for below ground piping including all supports fittings, markings, excavation, bedding, backfilling, concrete encasement (where required).
1 |  | 110 mm diameter (BM) | 21 | M | 0.6 | 12.6
2 |  | 300 mm HD DI Chanel grating | 24 | M | 10 | 240
To Collection
|  | To Collection |  |  | R.O. | 401.7
RAIN WATER SYSTEM
Supply, install; Unplasticized Polyvinyl chloride (uPVC) pipe; above ground confirming to BS 4514 for above ground including all supports fittings, markings, excavation, bedding, backfilling, concrete encasement (where required).
1 |  | 110 mm diameter RWP | 30 | M | 1.325 | 39.75
2 |  | Rain water Outlet 110mm | 4 | Nr | 8 | 32
SUMP PUMP
1 |  | 25m3/hr @20m Head Duty/ Assist | 1 | Set | 1400 | 1400
2 |  | 110 mm Hpvc pipes and fittings | 6 | M | 1.8 | 10.8
DRAINAGE SYSTEM (SOIL & WASTE LINES)
Supply, install; Unplasticized Polyvinyl chloride (uPVC) pipe; above ground confirming to BS 4514 for above groundBS 4660 for below ground piping including all supports fittings, markings, excavation, bedding, backfilling, concrete encasement (where required).
1 |  | 160 mm diameter (GF & External) | 106.7 | M | 1.325 | 141.3775
2 |  | 110 mm diameter SVP | 300 | M | 0.5 | 150
3 |  | 110 mm diameter WVP | 380 | M | 0.5 | 190
4 |  | 82 mm diameter WVP | 192 | M | 0.141 | 27.072
5 |  | 55 mm diameter WVP | 204 | M | 0.083 | 16.932
6 |  | 160 mm Roding Eye | 13.75 | Nr | 0.457 | 6.2838
7 |  | 110 mm Roding Eye | 175.6 | Nr | 0.6 | 105.36
8 |  | 82 mm Roding Eye | 52.8 | Nr | 0.3 | 15.84
9 |  | 110 mm Vent Cowl | 42.5 | Nr | 0.4 | 17
To Collection
|  | To Collection |  |  | R.O. | 2152.4153
HOLDING TANK INSTALLATION
1 |  | 110 mm diameter HDPE Pipe (BOWSER) | 7 | M | 2 | 14
2 |  | 110mm End connetor for suking line | 1 | Nr | 1 | 1
DRAINAGE INSTALLATIONS
1 |  | 4" X 4" FT Grating SS 316 | 257.4 |  | 8 | 2059.2
ACOUSTIC PIPE INSULATION
1 |  | High level Drainage pipes at Ground floor only | 183 | M | 3.5 | 640.5
To Collection
|  | To Collection |  |  | R.O. | 2714.7
SANITARY WARE
Supply of the following sanitary ware and accessories including providing and fixing of angle valves as necessary, brackets, fixing bolts and the like and connecting to pipe work as per specifications.
1 |  | EWC assembly, floor mounted type, complete with seat, including flush valve assembly and installation. | 158.4 | Nr. | 35 | 5544
2 |  | 1/2" 2 feet Flexible & 1/2" x 1/2" Angle valve | 316.8 | Nr. | 1.7 | 538.56
3 |  | SS Kitchen sink single bowl and drain excluding upper cabinet base top cabin units all fittings & doors | 59.4 | Nr. | 36 | 2138.4
4 |  | 1/2" x 1/2" Angle Valve | 217.8 | Nr. | 1.7 | 370.26
5 |  | Kitchen sink 11/2" bottle trap | 59.4 | Nr. | 1.8 | 106.92
6 |  | Shower mixer with head | 85.8 | Nr. | 30 | 2574
7 |  | 30ltr water Heater | 59.4 | Nr. | 38 | 2257.2
8 |  | 50ltr water Heater | 92.4 | Nr. | 55 | 5082
9 |  | 1/2" 2 feet Flexible & 1/2" x 1/2" Angle valve | 316.8 | Nr. | 1.54 | 487.872
10 |  | Towell Rod | 158.4 | Nr. | 9.8 | 1552.32
11 |  | Paper Towel | 158.4 | Nr. |  | 0
12 |  | Toilet paper Holder | 158.4 | Nr. | 6.7 | 1061.28
13 |  | Glass shelf | 158.4 | Nr. | 12.6 | 1995.84
14 |  | Soap dispenser | 158.4 | Nr. | 12.5 | 1980
15 |  | Mirror 600x800mm | 158.4 | Nr. | 12 | 1900.8
16 |  | 1/2" Bip tap | 72.6 | Nr. | 15 | 1089
To Collection
|  | To Collection |  |  | R.O. | 28678.452
PLUMBING INSTALLATIONS (Cont'd)
HOT & COLD WATER/PPR PIPE INSTALLATIONS
Supply and install PPR Pipes type 3 DIN 8076,8077 & 8078 including fittings , non return valve , supports , and other necessary accessories.
(Ground floor , Typical floor,shaft and Roof)
A |  | 20 mm diameter pipe (CWS) | 216 | M | 1.12 | 241.92
B |  | 25 mm diameter pipe (CWS) | 738 | M | 1.165 | 859.77
C |  | 25 mm diameter pipe (HWS) | 693 | M | 1.165 | 807.345
D |  | 32 mm diameter pipe (CWS) | 288 | M | 1.882 | 542.016
Gate Valves and accessories as specified
A |  | 20 mm diameter pipe | 105.6 | Nr. | 1.12 | 118.272
B |  | 25 mm diameter pipe | 211.2 | Nr. | 1.165 | 246.048
C |  | 32 mm diameter pipe | 145.2 | Nr. | 1.882 | 273.2664
To Collection
|  | To Collection |  |  | R.O. | 3088.6374
PLUMBING INSTALLATIONS (Cont'd)
COLD WATER/MMS PIPE INSTALLATIONS
Cold water system inside building
1 |  | 75mm diameter PPR Main line from BM Water tank to Roof | 35 | M | 1.1 | 38.5
2 |  | 75MM PPR Gate valve & Accessories | 2 | Nr. | 3 | 6
Bowser and PAW line
1 |  | 75mm diameter HPVC Main & Bowser fill line from BM Water tank to Roof | 70 | M | 1.1 | 77 | 70
Gate Valves and accessories as specified
1 |  | 54mm diameter GV | 2 | Nr. | 1.3 | 2.6
2 |  | 75mm diameter GV | 2 | Nr. | 1.6 | 3.2
To Collection
|  | To Collection |  |  | R.O. | 127.3
WATER METER (Main)
1 |  | Supply and fixing of bulk water meter including necessary accessories | 1 | Nr. |  | 0
2 |  | 1/2" Garden tap (Roof) | 2 | Nr. | 1 | 2
WATER METER
1 |  | Supply and fixing of water meter with accessories | 54 | Nr. | 20 | 1080
2 |  | Float switch | 4 | Nr. | 1.5 | 6
3 |  | Float Valve | 4 | Nr. | 1.5 | 6
COLD WATER/MMS PIPE INSTALLATIONS
External exposed CWS pipes at roof, vertical ducts and voids, as specified
A |  | 32 mm diameter pipe (shaft) | 1920 | M | 0.3 | 576
B |  | Roof piping (32mm) | 672 | M | 0.3 | 201.6
STORAGE TANK
1 |  | 3000 Gal Capacity Polyethylene (PE) Cold Water storage tank including valve ,union,airvent,acceses door,etc…as per the approved dwg | 2 | Nr. | 456.75 | 913.5
2 |  | Connection for all water tank including necessary fittings | 2 | Nr. | 7 | 14
BOOSTER PUMP
1 |  | Cold water Booster pump 1 working and 1 stand by 3 L/s flow rate, 2.5 bar head; complete with control panel, pressure switch and other accessories | 1 | Nr. | 1200 | 1200
To Collection
|  | To Collection |  |  | R.O. | 3999.1
PLUMBING INSTALLATIONS (CONT'D.)
Sundries associated with Mechanical Engineering Installtion
1 |  | Setting out the works ,making position of holes,mortises,chases and the like as required | 1 | L/S |  | 0
2 |  | Cutting or forming holes,mortises,chases (finishes not included) | 1 | L/S |  | 0
3 |  | All supports.fixing,anchors,coupling,anti vibrating mounts and as required | 1 | L/S |  | 0
4 |  | All identification labels,plates,charts and identification of plant,equipments & Pipes | 1 | L/S |  | 0
5 |  | All protective and dcorative painting to UPVC Pipes & equipments | 1 | L/S |  | 0
6 |  | All necessary fire stopping to Mechanical services penetrations through walls & ceilings | 1 | L/S |  | 0
7 |  | Testing and commissioning including operating all equipements and accessories and providing fuel and power | 1 | L/S |  | 0
8 |  | Providing necessary warranties for all electrical installation | 1 | L/S |  | 0
9 |  | As Built drawing and shop drawings | 1 | L/S |  | 0
10 |  | All Fittings and accesspories |  |  |  | 2500
11 |  | Allow for providing all opearation and maintenance manuals | 1 | L/S |  | 0
To Collection
|  | To Collection |  |  | R.O. | 2500
PLUMBING INSTALLATION
|  | Carried to Summary |  |  | R.O. | 43662.3046

## BILL NO.9 PROVISIONAL
BILL NO. 5 - Finishing Work Package
Item | Work Description | Qty | Unit | Rate | R.O. Bz.
Finishing work Packages
Allow for the following Provisional Sums to be expended as directed by the Engineer/Employer's Representative or deducted in whole or in part if not required
A | LIFT INSTALLATION | 2 | Nos | 11250 | 22500
B | Kitchen Cabinet including the appliances | 54 | Nos | 600 | 32400
C | EXTERNAL CAR PARKING | 33 | Nos | 50 | 1650
D | SHORING | 1 | Item | 6500 | 6500
E | PUZZLE CAR PARKING Mechanically operated and lifting Car lifting REFER DWG - A111 | 1 | Item | 20000 | 20000
F | Electrical Main Connection Works | 1 | Item | 2000 | 2000
G | Waterline Main Connection Works including FEES | 1 | Item | 1650 | 1650
H | HVAC Package | 1 | Items | 35000 | 35000
I | Fire Alarm & Fire Fighting works | 1 | Items | 10000 | 10000
J | Swimming Pool | 1 | Items | 8000 | 8000
K | Swimming Pool Deck | 1 | Items | 3000 | 3000
L | GYM | 1 | Items | 10000 | 10000
PROVISIONAL SUMS
| Carried to General Summary |  | R.O. |  | 152700

## BW
Project
sub-masonry works
S.No | Description | Unit | No |  | L | B | D | Remarks | 300mm hick | 200mm thick | 100mm thick
Basement 01 floor
| 300mm thick | m2 | 1 | 1 | 6.95 |  | 3.65 |  | 25.3675
| 200mm thick | m2 | 1 | 2 | 3 |  | 3.65 |  |  | 21.9
| 200mm thick | m2 | 1 | 3 | 6.95 |  | 3.65 |  |  | 76.1025
| 200mm thick | m2 | 1 | 2 | 1.1 |  | 3.65 |  |  | 8.03
| 200mm thick | m2 | 1 | 2 | 2.2 |  | 3.65 |  |  | 16.06
| 200mm thick | m2 | 1 | 1 | 1.26 |  | 3.65 |  |  | 4.599
| 200mm thick | m2 | 1 | 1 | 2.5 |  | 3.65 |  |  | 9.125
| 200mm thick | m2 | 1 | 1 | 5.72 |  | 4.35 |  |  | 24.882
| D5 | m2 | -1 | 2 | 1 |  | 2.2 |  |  | -4.4
| D10 | m2 | -1 | 2 | 1.1 |  | 2.2 |  |  | -4.84
| D3 | m2 | -1 | 1 | 1.5 |  | 2.2 |  |  | -3.3
Ground floor
| 300mm thick | m2 | 1 | 1 | 1.15 |  | 4.35 |  | 5.0025
| 200mm thick | m2 | 1 | 1 | 4.84 |  | 3.95 |  |  | 19.118
| 200mm thick | m2 | 1 | 1 | 0.75 |  | 3.95 |  |  | 2.9625
| 200mm thick | m2 | 1 | 1 | 0.63 |  | 3.95 |  |  | 2.4885
| 200mm thick | m2 | 1 | 1 | 10.25 |  | 3.95 |  |  | 40.4875
| 200mm thick | m2 | 1 | 1 | 10.76 |  | 4.35 |  |  | 46.806
| 200mm thick | m2 | 1 | 2 | 0.37 |  | 4.35 |  |  | 3.219
| 200mm thick | m2 | 1 | 1 | 0.5 |  | 4.35 |  |  | 2.175
| 200mm thick | m2 | 1 | 1 | 6.8 |  | 4.35 |  |  | 29.58
| 200mm thick | m2 | 1 | 2 | 3.6 |  | 4.35 |  |  | 31.32
| 200mm thick | m2 | 1 | 1 | 5.47 |  | 4.35 |  |  | 23.7945
| 200mm thick | m2 | 1 | 1 | 7.3 |  | 4.35 |  |  | 31.755
| 200mm thick | m2 | 1 | 3 | 5.49 |  | 4.35 |  |  | 71.6445
| 200mm thick | m2 | 1 | 1 | 5.19 |  | 4.35 |  |  | 22.5765
| 200mm thick | m2 | 1 | 1 | 4.53 |  | 4.35 |  |  | 19.7055
| 200mm thick | m2 | 1 | 1 | 1.02 |  | 4.35 |  |  | 4.437
| 200mm thick | m2 | 1 | 1 | 3 |  | 4.35 |  |  | 13.05
| 200mm thick | m2 | 1 | 1 | 12 |  | 4.35 |  |  | 52.2
| 200mm thick | m2 | 1 | 1 | 1.2 |  | 4.35 |  |  | 5.22
| 200mm thick | m2 | 1 | 1 | 2.2 |  | 4.35 |  |  | 9.57
| 200mm thick | m2 | 1 | 1 | 1.3 |  | 4.35 |  |  | 5.655
| 200mm thick | m2 | 1 | 1 | 2 |  | 4.35 |  |  | 8.7
| 200mm thick | m2 | 1 | 1 | 2.7 |  | 4.35 |  |  | 11.745
| 200mm thick | m2 | 1 | 1 | 2.5 |  | 4.35 |  |  | 10.875
| 200mm thick | m2 | 1 | 1 | 1.96 |  | 4.35 |  |  | 8.526
| 200mm thick | m2 | 1 | 1 | 0.8 |  | 4.35 |  |  | 3.48
| 200mm thick | m2 | 1 | 1 | 2.2 |  | 4.35 |  |  | 9.57
| 200mm thick | m2 | 1 | 1 | 1 |  | 4.35 |  |  | 4.35
| 200mm thick | m2 | 1 | 1 | 6.69 |  | 4.35 |  |  | 29.1015
| 200mm thick | m2 | 1 | 2 | 2 |  | 4.35 |  |  | 17.4
| 200mm thick | m2 | 1 | 1 | 1.2 |  | 4.35 |  |  | 5.22
| 200mm thick | m2 | 1 | 1 | 12.52 |  | 4.35 |  |  | 54.462
| 200mm thick | m2 | 1 | 1 | 1.51 |  | 4.35 |  |  | 6.5685
| 200mm thick | m2 | 1 | 1 | 2.7 |  | 4.35 |  |  | 11.745
| 200mm thick | m2 | 1 | 1 | 0.72 |  | 4.35 |  |  | 3.132
| 200mm thick | m2 | 1 | 1 | 1.8 |  | 4.35 |  |  | 7.83
| 200mm thick | m2 | 1 | 2 | 3 |  | 4.35 |  |  | 26.1
| 200mm thick | m2 | 1 | 1 | 1 |  | 4.35 |  |  | 4.35
| 200mm thick | m2 | 1 | 1 | 10.2 |  | 4.35 |  |  | 44.37
| 200mm thick | m2 | 1 | 1 | 6.9 |  | 4.35 |  |  | 30.015
| 200mm thick | m2 | 1 | 1 | 8.1 |  | 4.35 |  |  | 35.235
| 200mm thick | m2 | 1 | 2 | 11.2 |  | 4.35 |  |  | 97.44
| 200mm thick | m2 | 1 | 1 | 12.1 |  | 4.35 |  |  | 52.635
| 200mm thick | m2 | 1 | 1 | 9.71 |  | 4.35 |  |  | 42.2385
| D5 | m2 | -1 | 1 | 1 |  | 2.2 |  |  | -2.2
| D7 | m2 | -1 | 1 | 0.8 |  | 2.2 |  |  | -1.76
| D10 | m2 | -1 | 3 | 1 |  | 2.2 |  |  | -6.6
| D4 | m2 | -1 | 1 | 1 |  | 2.2 |  |  | -2.2
| W6 | m2 | -1 | 1 | 1.7 |  | 1.2 |  |  | -2.04
| D6 | m2 | -1 | 1 | 0.8 |  | 2.2 |  |  | -1.76
| D6* | m2 | -1 | 1 | 1 |  | 2.2 |  |  | -2.2
| 100mm thick | m2 | 1 | 1 | 1.3 |  | 4.35 |  |  |  | 5.655
| D6 | m2 | -1 | 1 | 0.8 |  | 2.2 |  |  |  | -1.76
First floor topenthouse floor
| 200mm thick | m2 | 6 | 1 | 33.9 |  | 3.3 |  |  | 671.22
| W4 | m2 | -6 | 1 | 0.6 |  | 0.8 |  |  | -2.88
| Aluiminium Luver 3 | m2 | -6 | 3 | 0.8 |  | 2.76 |  |  | -39.744
| TEMPERED GLASS HANDRAIL 4 | m2 | -6 | 2 | 1.3 |  | 1 |  |  | -15.6
| TEMPERED GLASS HANDRAIL 4 | m2 | -6 | 1 | 1.8 |  | 1 |  |  | -10.8
| TEMPERED GLASS HANDRAIL 4 | m2 | -6 | 4 | 1.2 |  | 1 |  |  | -28.8
| W2 | m2 | -6 | 3 | 1 |  | 1.1 |  |  | -19.8
| W1 | m2 | -6 | 1 | 2 |  | 1.4 |  |  | -16.8
| 200mm thick | m2 | -6 | 1 | 13.89 |  | 2.8 |  |  | -233.352
| 200mm thick | m2 | -6 | 1 | 7.13 |  | 3.3 |  |  | -141.174
| 200mm thick | m2 | -6 | 1 | 11.5 |  | 3.3 |  |  | -227.7
| Aluiminium Luver 3 | m2 | -6 | 3 | 0.8 |  | 2.76 |  |  | -39.744
| TEMPERED GLASS HANDRAIL 4 | m2 | -6 | 3 | 1.2 |  | 1 |  |  | -21.6
| TEMPERED GLASS HANDRAIL 4 | m2 | -6 | 1 | 1.5 |  | 1 |  |  | -9
| TEMPERED GLASS HANDRAIL 4 | m2 | -6 | 1 | 1.65 |  | 1 |  |  | -9.9
| TEMPERED GLASS HANDRAIL 4 | m2 | -6 | 1 | 1.35 |  | 1.2 |  |  | -9.72
| 200mm thick | m2 | 6 | 1 | 10.6 |  | 3.3 |  |  | 209.88
| D5 | m2 | -6 | 2 | 1 |  | 2.2 |  |  | -26.4
| 200mm thick | m2 | 6 | 1 | 5.9 |  | 3.3 |  |  | 116.82
| 200mm thick | m2 | 6 | 1 | 9 |  | 3.3 |  |  | 178.2
| 200mm thick | m2 | 6 | 1 | 2.2 |  | 3.3 |  |  | 43.56
| 200mm thick | m2 | -6 | 1 | 10.5 |  | 3.3 |  |  | -207.9
| W4 | m2 | -6 | 1 | 0.6 |  | 0.8 |  |  | -2.88
| 200mm thick | m2 | -6 | 1 | 3.4 |  | 3.3 |  |  | -67.32
| W3 | m2 | -6 | 1 | 0.8 |  | 1.1 |  |  | -5.28
| Aluiminium Luver 3 | m2 | -6 | 1 | 0.8 |  | 2.76 |  |  | -13.248
| D7 | m2 | -6 | 1 | 0.8 |  | 2.2 |  |  | -10.56
| 200mm thick | m2 | 6 | 1 | 19 |  | 3.3 |  |  | 376.2
| D9 | m2 | -6 | 2 | 1.1 |  | 2.2 |  |  | -29.04
| 200mm thick | m2 | 6 | 1 | 1.8 |  | 3.3 |  |  | 35.64
| 200mm thick | m2 | 6 | 1 | 6.4 |  | 3.3 |  |  | 126.72
| 200mm thick | m2 | 6 | 1 | 9.8 |  | 3.3 |  |  | 194.04
| 200mm thick | m2 | 6 | 1 | 2 |  | 3.3 |  |  | 39.6
| D7 | m2 | -6 | 1 | 0.8 |  | 2.2 |  |  | -10.56
| 200mm thick | m2 | 6 | 1 | 3.8 |  | 3.3 |  |  | 75.24
| 200mm thick | m2 | 6 | 1 | 4.9 |  | 3.3 |  |  | 97.02
| 200mm thick | m2 | 6 | 1 | 9.5 |  | 3.3 |  |  | 188.1
| D5 | m2 | -6 | 1 | 1 |  | 2.2 |  |  | -13.2
| 200mm thick | m2 | 6 | 1 | 6.5 |  | 3.3 |  |  | 128.7
| D7 | m2 | -6 | 1 | 0.8 |  | 2.2 |  |  | -10.56
| 200mm thick | m2 | 6 | 1 | 4.9 |  | 3.3 |  |  | 97.02
| 200mm thick | m2 | 6 | 1 | 6.6 |  | 3.3 |  |  | 130.68
| D7 | m2 | -6 | 1 | 0.8 |  | 2.2 |  |  | -10.56
| 200mm thick | m2 | 6 | 1 | 2.4 |  | 3.3 |  |  | 47.52
| 200mm thick | m2 | 6 | 1 | 14.3 |  | 3.3 |  |  | 283.14
| D9 | m2 | -6 | 1 | 1.1 |  | 2.2 |  |  | -14.52
| 200mm thick | m2 | 6 | 1 | 3.9 |  | 3.3 |  |  | 77.22
| D5 | m2 | -6 | 1 | 1 |  | 2.2 |  |  | -13.2
| 200mm thick | m2 | 6 | 1 | 14.2. |  | 3.3 |  |  | 19.8
| D9 | m2 | -6 | 2 | 1.1 |  | 2.2 |  |  | -29.04
| D6 | m2 | -6 | 1 | 0.8 |  | 2.2 |  |  | -10.56
| 200mm thick | m2 | 6 | 1 | 2.8 |  | 3.3 |  |  | 55.44
| 200mm thick | m2 | 6 | 1 | 10.6 |  | 3.3 |  |  | 209.88
| D11 | m2 | -6 | 1 | 1 |  | 2.2 |  |  | -13.2
| 200mm thick | m2 | 6 | 1 | 14.2. |  | 3.3 |  |  | 19.8
| D9 | m2 | -6 | 1 | 1.1 |  | 2.2 |  |  | -14.52
| 200mm thick | m2 | 6 | 1 | 8.3 |  | 3.3 |  |  | 164.34
| D5 | m2 | -6 | 1 | 1 |  | 2.2 |  |  | -13.2
| 200mm thick | m2 | 6 | 1 | 2.5 |  | 3.3 |  |  | 49.5
| D7 | m2 | -6 | 1 | 0.8 |  | 2.2 |  |  | -10.56
| 200mm thick | m2 | 6 | 1 | 15.3 |  | 3.3 |  |  | 302.94
| 200mm thick | m2 | 6 | 1 | 11.5 |  | 3.3 |  |  | 227.7
| D5 | m2 | -6 | 1 | 1 |  | 2.2 |  |  | -13.2
| D7 | m2 | -6 | 1 | 0.8 |  | 2.2 |  |  | -10.56
| 200mm thick | m2 | 6 | 1 | 14 |  | 3.3 |  |  | 277.2
| D9 | m2 | -6 | 1 | 1.1 |  | 2.2 |  |  | -14.52
| 200mm thick | m2 | 6 | 1 | 4.6 |  | 3.3 |  |  | 91.08
| D7 | m2 | -6 | 1 | 0.8 |  | 2.2 |  |  | -10.56
| 200mm thick | m2 | 6 | 1 | 8.2 |  | 3.3 |  |  | 162.36
| D5 | m2 | -6 | 1 | 1 |  | 2.2 |  |  | -13.2
| 200mm thick | m2 | 1 | 1 | 112 |  | 1.6 |  |  | 179.2
| 100mm thick | m2 | 6 | 1 | 1.3 |  | 3.3 |  |  |  | 25.74
| D6 | m2 | -6 | 1 | 0.8 |  | 2.2 |  |  |  | -10.56
| 100mm thick | m2 | 6 | 1 | 4.7 |  | 3.3 |  |  |  | 93.06
| D12 | m2 | -6 | 1 | 0.9 |  | 2.2 |  |  |  | -11.88
| 100mm thick | m2 | 6 | 1 | 6 |  | 3.3 |  |  |  | 118.8
| D12 | m2 | -6 | 1 | 0.9 |  | 2.2 |  |  |  | -11.88
| 100mm thick | m2 | 6 | 1 | 3 |  | 3.3 |  |  |  | 59.4
| D12 | m2 | -6 | 1 | 0.9 |  | 2.2 |  |  |  | -11.88
| 100mm thick | m2 | 6 | 1 | 4.4 |  | 3.3 |  |  |  | 87.12
| D12 | m2 | -6 | 1 | 0.9 |  | 2.2 |  |  |  | -11.88
| 100mm thick | m2 | 6 | 1 | 1.6 |  | 3.3 |  |  |  | 31.68
| 100mm thick | m2 | 6 | 1 | 6.5 |  | 3.3 |  |  |  | 128.7
| D12 | m2 | -6 | 1 | 0.9 |  | 2.2 |  |  |  | -11.88
| D6 | m2 | -6 | 1 | 0.8 |  | 2.2 |  |  |  | -10.56
| 100mm thick | m2 | 6 | 1 | 3.5 |  | 3.3 |  |  |  | 69.3
| D6 | m2 | -6 | 1 | 0.8 |  | 2.2 |  |  |  | -10.56
| 100mm thick | m2 | 6 | 1 | 8.1 |  | 3.3 |  |  |  | 160.38
| D5 | m2 | -6 | 1 | 1 |  | 2.2 |  |  |  | -13.2
| 100mm thick | m2 | 6 | 1 | 7.9 |  | 3.3 |  |  |  | 156.42
| D12 | m2 | -6 | 2 | 0.9 |  | 2.2 |  |  |  | -23.76
| 100mm thick | m2 | 6 | 1 | 8.5 |  | 3.3 |  |  |  | 168.3
| D6 | m2 | -6 | 3 | 0.8 |  | 2.2 |  |  |  | -31.68
| Total | [7 empty] | 30.37 | 4553.0495 | 943.075
| parapet wall | m2 | 1 | 1 | 112 |  | 1.6 |  |  | 179.2
| Total | [7 empty] | 0 | 179.2
GRC screen
| FF to penthouse | m2 | 1 | 5 | 11.5 |  | 2.7 |  | 155.25
| FF to penthouse | m2 | 1 | 1 | 9.75 |  | 2.7 |  | 26.325
| Total | [7 empty] | 181.575 | 0

## D&W
S.No | location | D01 | D02 | D1 | D2 | D3 | D4 | D5 | D6 | D6* | D7 | D8 | D9 | D10 | D11 | D12 | D13 | D14 | D15 | D16 | D17 | D18 | W1 | W2 | W3 | W4 | W5 | W6 | W7 | W8 |  |  | CW1 | CW2 | CW3 | CW4 | CW5 | CW6 | CW7 | CW8 | CW9 | CW10 | CW11 | CW12 | CW13 | CW14 | CW15 | CW16 | CW17 | CW18 | CW19 | CW20 | CW21 | CW22 | FG1 | FG | TYPE | SIZE (mm) - WIDTH | SIZE (mm) - HEIGHT | DESCRIPTION
[57 empty] | D1 | 1700 | 2200 | HEAVY DUTY UPVC SECTION DOUBLE LEAF HINGED DOOR WITH 6mm DOUBLE GLASS 12 +mm AIR GAP IN BETWEEN
| Basement 2 | [55 empty] | D2 | 1700 | 2200 | HEAVY DUTY UPVC SECTION DOUBLE LEAF HINGED DOOR WITH 6mm DOUBLE GLASS 12 +mm AIR GAP IN BETWEEN
| Basement 1 | D3: 1; D5: 2; D10: 2; D18: 1 | [26 empty] | D3 | 1500 | 2400 | HEAVY DUTY UPVC SECTION DOUBLE LEAF HINGED DOOR WITH 6mm DOUBLE GLASS 12 +mm AIR GAP IN BETWEEN
| Ground floor | D1: 1; D2: 13; D4: 1; D5: 1; D6: 2; D6*: 1; D7: 1; D8: 1; D10: 3; D13: 1; D14: 1; D15: 1; D16: 1; D17: 1; W6: 1; W7: 1 | [24 empty] | 29 |  | D4 | 1000 | 2200 | MAHOGANY WOOD DECORATIVE PANELED SINGLE LEAF HINGED DOOR & 60min. FIRE RESISTANCE
| First floor | D5: 12; D6: 10; D6*: 9; D8: 9; D10: 2; D11: 14; D12: 11; W1: 1; W2: 4; W3: 1; W4: 2; W5: 1; W8: 1 |  |  | 1 | 1 | 1 | 1 | 1 | 1 | 1 | 1 | 1 | [14 empty] | 14 | D5 | 1000 | 2200 | MAHOGANY WOOD DECORATIVE PANELED SINGLE LEAF HINGED DOOR
| Second floor | D5: 12; D6: 10; D7: 9; D9: 9; D10: 2; D11: 14; D12: 11; W1: 1; W2: 4; W3: 1; W4: 2; W5: 1; W8: 1 | [11 empty] | 1 | 1 | 1 | 1 | 1 | 1 | 1 | 1 | 1 | 1 | 1 | 1 | 1 |  | 14 | D6 | 800 | 2200 | MAHOGANY WOOD DECORATIVE PANELED SINGLE LEAF HINGED DOOR WITH 300mm ALUMINUM PLATE
| Third floor | D5: 12; D6: 10; D7: 9; D9: 9; D10: 2; D11: 14; D12: 11; W1: 1; W2: 4; W3: 1; W4: 2; W5: 1; W8: 1 |  |  | 1 | 1 | 1 | 1 | 1 | 1 | 1 | 1 | [15 empty] | 14 | D6* | 1000 | 2200 | MAHOGANY WOOD DECORATIVE PANELED SINGLE LEAF HINGED DOOR WITH 300mm ALUMINUM PLATE
| Fourth floor | D5: 12; D6: 10; D7: 9; D9: 9; D10: 2; D11: 14; D12: 11; W1: 1; W2: 4; W3: 1; W4: 2; W5: 1; W8: 1 |  |  | 1 | 1 | 1 | 1 | 1 | 1 | 1 | 1 | [15 empty] | 14 | D7 | 800 | 2200 | HEAVY DUTY UPVC SECTION SINGLE LEAF HINGED DOOR WITH 6mm DOUBLE GLASS
| Fifth floor | D5: 12; D6: 10; D7: 9; D9: 9; D10: 2; D11: 14; D12: 11; W1: 1; W2: 4; W3: 1; W4: 2; W5: 1; W8: 1 |  |  | 1 | 1 | 1 | 1 | 1 | 1 | 1 | 1 | [15 empty] | 14 | D8 | 1000 | 2200 | HEAVY DUTY UPVC SECTION SINGLE LEAF HINGED DOOR GARBAGE ROOM |  | vv gy
| penthouse floor | D5: 12; D6: 10; D7: 9; D9: 9; D10: 2; D11: 14; D12: 11; W1: 1; W2: 4; W3: 1; W4: 2; W5: 1; W8: 1 |  |  | 1 | 1 | 1 | 1 | 1 | 1 | 1 | 1 | [15 empty] | 14 | D9 | 1100 | 2200 | MAHOGANY WOOD DECORATIVE PANELED SINGLE LEAF HINGED DOOR & 60min. FIRE RESISTANCE
| head room | D10: 2; W5: 2 | [26 empty] | D10 | 1000 | 2200 | MAHOGANY WOOD DECORATIVE PANELED SINGLE LEAF HINGED DOOR & 90min. FIRE RESISTANCE
[57 empty] | D11 | 1000 | 2200 | HEAVY DUTY UPVC SECTION SINGLE LEAF HINGED DOOR WITH 6mm DOUBLE GLASS
| Total | 0 | 0 | 1 | 13 | 1 | 1 | 75 | 62 | 10 | 46 | 10 | 45 | 19 | 84 | 66 | 1 | 1 | 1 | 1 | 1 | 1 | 6 | 24 | 6 | 12 | 8 | 1 | 1 | 6 |  |  | 5 | 5 | 5 | 5 | 5 | 5 | 5 | 5 | 1 | 1 | 1 | 1 | 1 | 1 | 1 | 1 | 1 | 1 | 1 | 1 | 1 | 1 | 29 | 84 | D12 | 900 | 2200 | MAHOGANY WOOD DECORATIVE PANELED SINGLE LEAF HINGED DOOR WITH 300mm ALUMINUM PLATE
[57 empty] | D13 | 1450 | 2200 | HEAVY DUTY UPVC SECTION SINGLE LEAF HINGED DOOR WITH 6mm DOUBLE GLASS 12 +mm AIR GAP IN BETWEEN
[57 empty] | D14 | 1550 | 2200 | HEAVY DUTY UPVC SECTION DOUBLE LEAF HINGED DOOR WITH 6mm DOUBLE GLASS 12 +mm AIR GAP IN BETWEEN
[57 empty] | D15 | 1350 | 2200 | HEAVY DUTY UPVC SECTION DOUBLE LEAF HINGED DOOR WITH 6mm DOUBLE GLASS 12 +mm AIR GAP IN BETWEEN
[57 empty] | D16 | 1400 | 2200 | HEAVY DUTY UPVC SECTION DOUBLE LEAF HINGED DOOR WITH 6mm DOUBLE GLASS 12 +mm AIR GAP IN BETWEEN
| lintel | [55 empty] | D17 | 1900 | 2200 | HEAVY DUTY UPVC SECTION DOUBLE LEAF HINGED DOOR WITH 6mm DOUBLE GLASS 12 +mm AIR GAP IN BETWEEN
| length |  |  | 2 | 2 | 1.8 | 1.3 | 1.3 | 1.1 | 1.3 | 1.1 | 1.3 | 1.4 | 1.3 | 1.3 | 1.2 | 1.75 | 1.85 | 1.65 | 1.7 | 2.2 | 2.2 | 2.3 | 1.3 | 1.1 | 0.9 | 1.3 | 2 | 1.3 | 0.9 | [26 empty] | D18 | 1900 | 2200 | HEAVY DUTY UPVC SECTION DOUBLE LEAF HINGED DOOR PUMP ROOM
| width |  |  | 0.2 | 0.2 | 0.2 | 0.2 | 0.2 | 0.2 | 0.2 | 0.2 | 0.2 | 0.2 | 0.2 | 0.2 | 0.2 | 0.2 | 0.2 | 0.2 | 0.2 | 0.2 | 0.2 | 0.2 | 0.2 | 0.2 | 0.2 | 0.2 | 0.2 | 0.2 | 0.2
| depth |  |  | 0.3 | 0.3 | 0.3 | 0.3 | 0.3 | 0.3 | 0.3 | 0.3 | 0.3 | 0.3 | 0.3 | 0.3 | 0.3 | 0.3 | 0.3 | 0.3 | 0.3 | 0.3 | 0.3 | 0.3 | 0.3 | 0.3 | 0.3 | 0.3 | 0.3 | 0.3 | 0.3 | [26 empty] | SCHEDULE OF CURTAIN WALLS GLASS
[57 empty] | TYPE | WIDTH (mm) | HEIGHT (mm) | GLASS 1 | SILL LEVEL
| qty |  |  | 0.12 | 1.56 | 0.108 | 0.078 | 5.85 | 4.092 | 0.78 | 3.036 | 0.78 | 3.78 | 1.482 | 6.552 | 4.752 | 0.105 | 0.111 | 0.099 | 0.102 | 0.132 | 0.132 | 0.828 | 1.872 | 0.396 | 0.648 | 0.624 | 0.12 | 0.078 | 0.324 | [26 empty] | CW1 | 3050 | 3240 | H.Q UPVC SECTION WITH 6mm CLEAR FLOAT GLASS +12mm AIR GAP+6mm REFLECTED GLASS AWING WINDOW | 0
| Cills | W1: 0.828; W2: 1.872; W3: 0.396; W4: 0.648; W5: 0.624; W6: 0.12; W7: 0.078; W8: 0.324 | [26 empty] | CW2 | 2100 | 3240 | H.Q UPVC SECTION WITH 6mm CLEAR FLOAT GLASS +12mm AIR GAP+6mm REFLECTED GLASS AWING WINDOW | 0
| Area |  |  | 0.4 | 0.4 | 0.36 | 0.26 | 0.26 | 0.22 | 0.26 | 0.22 | 0.26 | 0.28 | 0.26 | 0.26 | 0.24 | 0.35 | 0.37 | 0.33 | 0.34 | 0.44 | 0.44 | 0.46 | 0.26 | 0.22 | 0.18 | 0.26 | 0.4 | 0.26 | 0.18 | [26 empty] | CW3 | 1400 | 3240 | H.Q UPVC SECTION WITH 6mm CLEAR FLOAT GLASS +12mm AIR GAP+6mm REFLECTED GLASS AWING WINDOW | 0
| Total concrete |  |  | 0.12 | 1.56 | 0.108 | 0.078 | 5.85 | 4.092 | 0.78 | 3.036 | 0.78 | 3.78 | 1.482 | 6.552 | 4.752 | 0.105 | 0.111 | 0.099 | 0.102 | 0.132 | 0.132 | 1.656 | 3.744 | 0.792 | 1.296 | 1.248 | 0.24 | 0.156 | 0.648 | 43.431 | m3 | [24 empty] | CW4 | 3400 | 3240 | H.Q UPVC SECTION WITH 6mm CLEAR FLOAT GLASS +12mm AIR GAP+6mm REFLECTED GLASS AWING WINDOW | 0
[57 empty] | CW5 | 2600 | 3240 | H.Q UPVC SECTION WITH 6mm CLEAR FLOAT GLASS +12mm AIR GAP+6mm REFLECTED GLASS AWING WINDOW | 0
[57 empty] | CW6 | 3050 | 3240 | H.Q UPVC SECTION WITH 6mm CLEAR FLOAT GLASS +12mm AIR GAP+6mm REFLECTED GLASS AWING WINDOW | 0
| Cw | [31 empty] | CW1 | CW2 | CW3 | CW4 | CW5 | CW6 | CW7 | CW8 | CW9 | CW10 | CW11 | CW12 | CW13 | CW14 | CW15 | CW16 | CW17 | CW18 | CW19 | CW20 | CW21 | CW22 |  |  | CW7 | 1500 | 3240 | H.Q UPVC SECTION WITH 6mm CLEAR FLOAT GLASS +12mm AIR GAP+6mm REFLECTED GLASS AWING WINDOW | 0
| Width(m) | [31 empty] | 3.05 | 2.1 | 1.4 | 3.4 | 2.6 | 3.05 | 1.5 | 1.9 | 2.3 | 1.95 | 1.6 | 1.7 | 1.4 | 2.1 | 0.8 | 0.9 | 0.8 | 2.35 | 1.3 | 0 | 1.7 | 0.6 | 1.3 |  | CW8 | 1900 | 3200 | H.Q UPVC SECTION WITH 6mm CLEAR FLOAT GLASS +12mm AIR GAP+6mm REFLECTED GLASS AWING WINDOW | 0
| Height(m) | [31 empty] | 3.24 | 3.24 | 3.24 | 3.24 | 3.24 | 3.24 | 3.24 | 3.2 | 3.2 | 3.24 | 3.24 | 3.24 | 3.24 | 3.24 | 3.24 | 3.24 | 3.24 | 3.24 | 3.24 | 0 | 3.2 | 3.2 | 3.2 |  | CW9 | 2300 | 3200 | H.Q UPVC SECTION WITH 6mm CLEAR FLOAT GLASS +12mm AIR GAP+6mm REFLECTED GLASS AWING WINDOW | 0
[57 empty] | CW10 | 1950 | 3240 | H.Q UPVC SECTION WITH 6mm CLEAR FLOAT GLASS +12mm AIR GAP+6mm REFLECTED GLASS AWING WINDOW | 0
| Nos | [31 empty] | 5 | 5 | 5 | 5 | 5 | 5 | 5 | 5 | 1 | 1 | 1 | 1 | 1 | 1 | 1 | 1 | 1 | 1 | 1 | 1 | 1 | 1 |  |  | CW11 | 1600 | 3240 | H.Q UPVC SECTION WITH 6mm CLEAR FLOAT GLASS +12mm AIR GAP+6mm REFLECTED GLASS AWING WINDOW | 0
[57 empty] | CW12 | 1700 | 3240 | H.Q UPVC SECTION WITH 6mm CLEAR FLOAT GLASS +12mm AIR GAP+6mm REFLECTED GLASS AWING WINDOW | 0
| Total Area | [31 empty] | 49.41 | 34.02 | 22.68 | 55.08 | 42.12 | 49.41 | 24.3 | 30.4 | 7.36 | 6.318 | 5.184 | 5.508 | 4.536 | 6.804 | 2.592 | 2.916 | 2.592 | 7.614 | 4.212 | 0 | 5.44 | 1.92 | 370.416 | m2 | CW13 | 1400 | 3240 | H.Q UPVC SECTION WITH 6mm CLEAR FLOAT GLASS +12mm AIR GAP+6mm REFLECTED GLASS AWING WINDOW | 0
[57 empty] | CW14 | 2100 | 3240 | H.Q UPVC SECTION WITH 6mm CLEAR FLOAT GLASS +12mm AIR GAP+6mm REFLECTED GLASS AWING WINDOW | 0
[57 empty] | CW15 | 800 | 3240 | H.Q UPVC SECTION WITH 6mm CLEAR FLOAT GLASS +12mm AIR GAP+6mm REFLECTED GLASS AWING WINDOW | 0
| FG1 | FG1 | FG1 | FG1 | FG1 | FG1 | FG1 | FG1 | FG1 | FG1 | FG1 | FG1 | FG1 | FG1 | FG1 | FG1 | FG1 | FG1 | FG1 | FG1 | FG1 | FG1 | FG1 | FG1 | FG1 | FG1 | FG1 | FG1 | FG1 | FG1 | [26 empty] | CW16 | 900 | 3240 | H.Q UPVC SECTION WITH 6mm CLEAR FLOAT GLASS +12mm AIR GAP+6mm REFLECTED GLASS AWING WINDOW | 0
| Location | Gf | Gf | Gf | Gf | Gf | Gf | Gf | Gf | Gf | Gf | Gf | Gf | Gf | Gf | Gf | Gf | Gf | Gf | Gf | Gf | Gf | Gf | Gf | Gf | Gf | Gf | Gf | Gf | Gf | [26 empty] | CW17 | 800 | 3240 | H.Q UPVC SECTION WITH 6mm CLEAR FLOAT GLASS +12mm AIR GAP+6mm REFLECTED GLASS AWING WINDOW | 0
| Width(m) | 1.01 | 0.98 | 0.97 | 0.49 | 1.36 | 0.51 | 0.49 | 0.9 | 1.26 | 1.29 | 0.6 | 0.72 | 0.85 | 0.44 | 0.56 | 0.36 | 0.49 | 0.52 | 0.64 | 0.67 | 2.05 | 2.26 | 0.82 | 0.92 | 0.59 | 0.41 | 0.34 | 0.36 | 0.64 | [26 empty] | CW18 | 2350 | 3240 | H.Q UPVC SECTION WITH 6mm CLEAR FLOAT GLASS +12mm AIR GAP+6mm REFLECTED GLASS AWING WINDOW | 0
| Height(m) | 2.2 | 2.2 | 2.2 | 2.2 | 2.2 | 2.2 | 2.2 | 2.2 | 2.2 | 2.2 | 2.2 | 2.2 | 2.2 | 2.2 | 2.2 | 2.2 | 2.2 | 2.2 | 2.2 | 2.2 | 2.2 | 2.2 | 2.2 | 2.2 | 2.2 | 2.2 | 2.2 | 2.2 | 2.2 | [26 empty] | CW19 | 1300 | 3240 | H.Q UPVC SECTION WITH 6mm CLEAR FLOAT GLASS +12mm AIR GAP+6mm REFLECTED GLASS AWING WINDOW | 0
| Nos | 1 | 1 | 1 | 1 | 1 | 1 | 1 | 1 | 1 | 1 | 1 | 1 | 1 | 1 | 1 | 1 | 1 | 1 | 1 | 1 | 1 | 1 | 1 | 1 | 1 | 1 | 1 | 1 | 1 | 29 | Nos
| Area(m2) | 2.222 | 2.156 | 2.134 | 1.078 | 2.992 | 1.122 | 1.078 | 1.98 | 2.772 | 2.838 | 1.32 | 1.584 | 1.87 | 0.968 | 1.232 | 0.792 | 1.078 | 1.144 | 1.408 | 1.474 | 4.51 | 4.972 | 1.804 | 2.024 | 1.298 | 0.902 | 0.748 | 0.792 | 1.408 | 51.7 | m2 | [24 empty] | CW20 | 1700 | 3200 | H.Q UPVC SECTION WITH 6mm CLEAR FLOAT GLASS +12mm AIR GAP+6mm REFLECTED GLASS AWING WINDOW | 0
[57 empty] | CW21 | 600 | 3200 | H.Q UPVC SECTION WITH 6mm CLEAR FLOAT GLASS +12mm AIR GAP+6mm REFLECTED GLASS AWING WINDOW | 0
| FG1 | FG | FG | FG | FG | FG | FG | FG | FG | FG | FG | FG | FG | FG | FG | [41 empty] | CW22 | 1300 | 3200 | H.Q UPVC SECTION WITH 6mm CLEAR FLOAT GLASS +12mm AIR GAP+6mm REFLECTED GLASS AWING WINDOW | 0
| Location | 1-PH | 1-PH | 1-PH | 1-PH | 1-PH | 1-PH | 1-PH | 1-PH | 1-PH | 1-PH | 1-PH | 1-PH | 1-PH | 1-PH
| Width(m) | 0.3 | 0.2 | 0.2 | 0.25 | 0.2 | 0.4 | 0.3 | 0.35 | 0.63 | 0.3 | 0.3 | 0.2 | 0.45 | 0.7 | [41 empty] | SCHEDULE OF WINDOW
| Height(m) | 2.2 | 2.2 | 2.2 | 2.2 | 2.2 | 2.2 | 2.2 | 2.2 | 2.2 | 2.2 | 2.2 | 2.2 | 2.2 | 2.2 | [41 empty] | TYPE |  |  | GLASS 1 | WIDTH | HEIGHT | SILL LEVEL
| Nos | 6 | 6 | 6 | 6 | 6 | 6 | 6 | 6 | 6 | 6 | 6 | 6 | 6 | 6 | [15 empty] | 84 | Nos | [24 empty] | W1 |  |  | H.Q UPVC SECTION WITH 6mm CLEAR FLOAT GLASS +12mm AIR GAP+6mm REFLECTED GLASS SLIDING WINDOW | 2000 | 1400 | 800
| Area(m2) | 3.96 | 2.64 | 2.64 | 3.3 | 2.64 | 5.28 | 3.96 | 4.62 | 8.316 | 3.96 | 3.96 | 2.64 | 5.94 | 9.24 | [15 empty] | 63.096 | m2 | [24 empty] | W2 |  |  | H.Q UPVC SECTION WITH 6mm CLEAR FLOAT GLASS +12mm AIR GAP+6mm REFLECTED GLASS SLIDING WINDOW | 1000 | 1100 | 1100
[57 empty] | W3 |  |  | H.Q UPVC SECTION WITH 6mm CLEAR FLOAT GLASS +12mm AIR GAP+6mm REFLECTED GLASS SLIDING WINDOW | 800 | 1100 | 1100
[57 empty] | W4 |  |  | H.Q UPVC SECTION WITH 6MM OBSCURED GLASS AWNING WINDOW WITH VENTILATOR OPENING | 600 | 800 | 1400
[57 empty] | W5 |  |  | H.Q UPVC SECTION WITH 6mm CLEAR FLOAT GLASS +12mm AIR GAP+6mm REFLECTED GLASS SLIDING WINDOW | 1000 | FROM MIDLADING 80 CM HEIGHT
[57 empty] | W6 |  |  | H.Q UPVC SECTION WITH 6mm CLEAR FLOAT GLASS +12mm AIR GAP+6mm REFLECTED GLASS SLIDING WINDOW | AS PER PLAN AS PER ELEVATION |  | 1000
[57 empty] | W7 |  |  | H.Q UPVC SECTION WITH 6mm CLEAR FLOAT GLASS +12mm AIR GAP+6mm REFLECTED GLASS SLIDING WINDOW | 1000 | 1100 | 1100
[57 empty] | W8 |  |  | H.Q UPVC SECTION WITH 6mm CLEAR FLOAT GLASS +12mm AIR GAP+6mm REFLECTED GLASS SLIDING WINDOW | 600 | 1100 | 1100
[57 empty] | FG1 |  |  | H.Q UPVC SECTION WITH 6mm CLEAR FLOAT GLASS +12mm FIXED GLASS | AS PER PLAN AS PER ELEVATION |  | 0
SCHEDULE OF FINISHING
FLOORING
[57 empty] | TYPE |  |  | DESCRIPTION
[57 empty] | F1 |  |  | 20mm THICK ITALIAN MARBLE STEPS COLOR ,DESIGN & SHAPE TO BE APPROVED
[57 empty] | F2 |  |  | 300X600X20mm ITALIAN MARBLE TILES COLOR ,DESIGN & SHAPE TO BE APPROVED
[57 empty] | F3 |  |  | 400X400X20mm PORCELAIN TILES COLOR ,DESIGN & SHAPE TO BE APPROVED
[57 empty] | F4 |  |  | 200X200X8mm FULLY VITRIFIED NON-SLIPPERY ITALIAN CERAMIC TILES COLOR ,DESIGN & SHAPE TO BE APPROVED
[57 empty] | F5 |  |  | 300X300X8mm BEST QUALITY TERRAZZO TILES COLOR ,DESIGN & SHAPE TO BE APPROVED
SKIRTING
[57 empty] | TYPE |  |  | DESCRIPTION
[57 empty] | S1 |  |  | 600X100X20mm ITALIAN MARBLE SKIRTING WITH HALF ROUND TOP EDGE COLOR ,DESIGN & SHAPE TO BE APPROVED.
[57 empty] | S2 |  |  | 400X100X20mm HEIGHT PORCELAIN SKIRTING WITH HALF ROUND TOP EDGE
[57 empty] | S3 |  |  | 300X100X20mm HEIGHT TERRAZZO SKIRTING WITH HALF ROUND TOP EDGE
[57 empty] | S4 |  |  | 20mm THICK GRAY NIGHT MARBLE STEPS COLOR ,DESIGN & SHAPE TO BE APPROVED
WALLS
[57 empty] | TYPE |  |  | DESCRIPTION
[57 empty] | W1 |  |  | 1 COAT PRIMER +2 COATS OF PUTTY + 3 COATS OF FENOMASTIC GOLD PAINT OR EQUIVALENT (COLOR SHALL BE FROM M.LN COLOR CHART AS APPROVED BY ENGINEER) ON 20mm THICK CEMENT SAND PLASTER
[57 empty] | W2 |  |  | 200X300mm GLAZED ITALIAN CERAMIC TILES FOR WALLS UP TO CEILING LEVEL COLOR & DESIGN TO BE APPROVED
CEILING
[57 empty] | TYPE |  |  | DESCRIPTION
[57 empty] | C1 |  |  | 1 COAT PRIMER +2 COATS OF PUTTY + 3 COATS OF FENOMASTIC GOLD PAINT OR EQUIVALENT (COLOR SHALL BE FROM AS APPROVED BY ENGINEER)
[57 empty] | C2 |  |  | DECORATIVE SUSPENDED FIRE RESISTANT 12mm THICK GYPSUM BOARD (DANOGIPS OR EQUIVALENT) CEILING FIXED WITH CONCEALED METAL SUSPENSION SYSTEM FIXED TO THE SOFFIT OF SLAB/BEAM OR TO WALL ALL BOARD JOINTS TO BE TAPED AND SKIMMED AND PAINTED AS STANDARD IN C2